## Sheet1
Bus Number | Lat | Long | Bus Name | Base kV | Area Name | Closest Name | Closest Lat | Closest Lon | N Levels | Same Bus? | Reasoning | Real Name | Type | Capacity
190445 | X | X | 11401248 | 138 | NB | GRFALL | 47.0431 | -67.7365 | 1 |  | Out of Area
235001 | X | X | AA1-047 | 138 | PJM | 01HAZELT | 39.6797 | -79.5247 | 2 |  | Withdrawn
237799 | X | X | AA2-159 C | 34.5 | PJM | 01IP TAP | 39.5614 | -77.8119 | 1 |  | Withdrawn
235077 | 39.8663 | -80.1973 | CONTURA | 138 | PJM | 01FRANKL | 39.9007 | -80.2221 | 1
237325 | 39.6293 | -77.5038 | GARFIELD | 230 | PJM | 01RINGLD | 39.6719 | -77.5664 | 1
235225 | 40.732 | -79.8181 | II-VI | 138 | PJM | 01FAWN | 40.6186 | -79.756 | 2
235221 | 40.7343 | -79.8349 | II-VITAP | 138 | PJM | 01FAWN | 40.6186 | -79.756 | 1
237783 | 39.4024 | -78.0226 | KNAUF J | 34.5 | PJM | 01VANVLL | 39.3832 | -77.9392 | 1
235352 | 39.2692 | -80.0592 | LEERSS | 138 | PJM | 01CORDER | 39.1981 | -80.062 | 1
235480 | 39.196 | -79.4851 | METTIKI | 138 | PJM | 01ROTHROCK | 39.2742 | -79.4413 | 1
235472 | 39.3588 | -77.3666 | 01MONOCY_SVC | 13.5 | PJM
237353 |  |  | 01ROCKWOOL | 34.5 | PJM | 01BARDANE | 39.2926 | -77.913 | 1
235630 |  |  | 01TAYLORTOWN | 25 | PJM | 01DONLEY J | 39.7738 | -79.8997 | 1
235811 | 39.3058 | -80.6503 | 01WALDRN_SVC | 17 | PJM
241031 | 41.4009 | -82.2474 | 02AMH.MUN2 | 69 | PJM | X | X | X | 0 | Yes
241932 | 41.4009 | -82.2474 | 02AMH.MUN2 | 138 | PJM | 02BEAVER | 41.4277 | -82.2619 | 1
241926 | 41.4573 | -82.178 | 02ASTORQ14 | 138 | PJM | 02CFQ-14 | 41.3767 | -81.921 | 1
241935 | 41.4549 | -81.7483 | 02CLINTON | 138 | PJM | X | X | X | 0 | Yes
239518 | 41.4998 | -81.6163 | 02CRANE | 69 | PJM | 02MED BLK+ | 41.2569 | -81.8846 | 1
239739 | 41.4476 | -82.1576 | 02CROMWELL | 138 | PJM | 02REPVINE | 41.4465 | -82.1261 | 1
239588 |  |  | 02D-ACME H | 12.5 | PJM
239589 |  |  | 02D-CLINTN | 12.5 | PJM
240701 |  |  | 02D-COLUMB | 12.5 | PJM
240528 |  |  | 02D-COOK | 12.5 | PJM
239590 |  |  | 02D-GREENT | 12.5 | PJM
240702 |  |  | 02D-MOOREF | 12.5 | PJM
239591 |  |  | 02D-NIMISA | 12.5 | PJM
240703 |  |  | 02D-VALLEY | 12.5 | PJM
241237 | 41.4549 | -81.7483 | 02GROV TP | 138 | PJM | 02DS Q-1 | 41.4766 | -81.8849 | 1
240346 | 41.4549 | -81.7483 | 02GROVWDQ11 | 138 | PJM | X | X | X | 0 | Yes
240349 | 41.4549 | -81.7483 | 02GROVWDQ14 | 138 | PJM | 02DS Q-1 | 41.4766 | -81.8849 | 2
239934 | 41.1345 | -80.4231 | 02HEASLEY | 138 | PJM | 02MCDOWL | 41.1881 | -80.1486 | 1
239484 | 41.0562 | -81.4132 | 02IRG_R_CITY | 23 | PJM | 02E.AK.W | 41.0569 | -81.401 | 1
239341 | 40.7627 | -81.5047 | 02LEGEND | 138 | PJM | 02CLVR-S | 40.7683 | -81.5391 | 1
239905 | 40.9379 | -80.3674 | 02N CASTLE | 23 | PJM | 02CDR23 | 40.9771 | -80.3664 | 1
241000 | 41.6339 | -83.4976 | 02NSG-GLASS | 138 | PJM | 41.1396 | -80.7089 | -83.3844 | 1
239736 | 41.4234 | -82.2736 | 02OAKPOINT | 69 | PJM | 02ELY WAST | 41.4544 | -82.2152 | 1
239738 | 41.4234 | -82.2736 | 02OAKPOINT | 138 | PJM | 02BEAVER | 41.4277 | -82.2619 | 1
240366 | 41.8226 | -80.8206 | 02PETMIN | 138 | PJM | 02ASH_2 | 41.907 | -80.7677 | 1
239488 | 41.0276 | -81.4729 | 02POLYMER | 23 | PJM | 02FERRIOTT | 41.0298 | -81.51 | 1
240988 | 41.5645 | -83.5499 | 02SHELBY_FS+ | 138 | PJM | 02CHRYTE | 41.5566 | -83.5461 | 1
240219 |  |  | 02WELDON | 69 | PJM | 02KIMBERLY | 41.1396 | -80.7089 | 1
246832 | 40.2191 | -85.3936 | 0523RD 1_X | 34.5 | PJM | 0523RD | 40.2191 | -85.3936 | 1
247632 | 37.5614 | -79.0126 | 05AMHERST | 138 | PJM | 05BOXWD | 37.5935 | -79.0323 | 1
245332 | -82.7652 | -82.7652 | 05ANG1-2_CAP | 138 | PJM
246177 | 40.0667 | -82.7652 | 05ANGUIN 1-2 | 138 | PJM | 05BABBIT 1-2 | 40.048 | -82.7018 | 2
247639 |  |  | 05ARN HOGN_X | 34.5 | PJM | 05ARN HOGAN | 40.2264 | -85.3999 | 1
245491 | 40.048 | -82.7018 | 05BABBIT 3-4 | 138 | PJM | X | X | X | 0 | Yes
245492 | 40.048 | -82.7018 | 05BABBIT5-6 | 138 | PJM | X | X | X | 0 | Yes
246312 | 40.0786 | -82.7731 | 05BABBITT | 345 | PJM | 05KIRK | 39.9914 | -82.6473 | 1
247571 | 40.048 | -82.7018 | 05BABIT_SKID | 138 | PJM | X | X | X | 0 | Yes
243614 | 41.0015 | -85.2199 | 05BAER | 138 | PJM | 05AVIATION | 41.0797 | -85.1548 | 1
247601 |  |  | 05BASKET FSS | 69 | PJM | 05BUTLER | 41.4238 | -84.8818 | 1
243653 | 36.9594 | -79.9946 | 05BASSETT | 138 | PJM | 05PHILPOTT | 36.7857 | -80.0222 | 2
247598 | 39.8969 | -81.009 | 05BEALSVL SS | 69 | PJM | X | X | X | 0 | Yes
247520 | 40.7686 | -83.8803 | 05BEAVERDAM | 69 | PJM | 05LAFAYETT | 40.7646 | -83.9937 | 1
247631 | 37.2658 | -79.9099 | 05BENNINGTON | 138 | PJM | 05HUNTCT | 37.3086 | -79.9301 | 1
247594 | 40.5 | -81.9071 | 05BLACK DIAM | 69 | PJM
247664 | 40.5 | -81.9071 | 05BLACK DIAM | 138 | PJM | X | X | X | 0 | Yes
246808 | 40.1909 | -85.3775 | 05BLAINE2 | 34.5 | PJM | X | X | X | 0 | Yes
245893 |  |  | 05BOBAY SS | 69 | PJM | 05WALLEN | 41.1964 | -85.0273 | 1
244869 | 41.7192 | -86.7567 | 05BOSSERMAN | 69 | PJM | 05N.BUFFAL | 41.6425 | -86.5107 | 1
247636 | 37.4234 | -79.9004 | 05BOTETOURT | 69 | PJM | 05CLOV 1 | 37.3089 | -79.929 | 1
247525 |  |  | 05BOUNDARY | 138 | PJM | 05DARDEN | 41.733 | -86.2526 | 1
247526 |  |  | 05BOUNDARY | 69 | PJM | 05SWANSON | 41.7917 | -86.2611 | 1
247513 | 40.8779 | -83.94 | 05BOUTWELL | 138 | PJM | 05E LIMA | 40.8014 | -84.0287 | 1
247515 | 40.8779 | -83.94 | 05BOUTWELL | 69 | PJM
247516 | 40.8779 | -83.94 | 05BOUTWELL | 34.5 | PJM | 05AIRPORT8 | 40.8318 | -84.0086 | 2
247514 | 40.8779 | -83.94 | 05BOUTWELLEQ | 999 | PJM
247890 |  |  | 05BROWNSTNSS | 34.5 | PJM | 05HARPSTER | 40.6991 | -83.2684 | 1
246780 | 41.7289 | -85.9605 | 05CABOT | 138 | PJM | X | X | X | 0 | Yes
246135 | 39.9484 | -83.0013 | 05CANAL_BS_X | 138 | PJM | 05BUCKEY | 39.9206 | -82.9879 | 1
246130 | 39.9484 | -83.0013 | 05CANAL_GS_X | 138 | PJM | 05GAY | 39.9639 | -82.9969 | 1
243611 | 38.9673 | -82.0837 | 05CARTWRT SS | 138 | PJM | 05GAVIN1 | 38.9413 | -82.12 | 1
246919 | 38.3611 | -82.6194 | 05CHADWICK2 | 138 | PJM | 05GRNGST | 38.2767 | -82.6138 | 1
247628 |  |  | 05CHROME | 69 | PJM | 05CONESVIL | 40.1875 | -81.8891 | 1
243763 |  |  | 05CLAUDVILLE | 138 | PJM | 05WILLGP | 36.6345 | -80.6091 | 1
246560 | 40.8365 | -81.9289 | 05CLUTCH SW2 | 69 | PJM | X | X | X | 0 | Yes
244772 | 40.0671 | -83.1893 | 05COLE | 69 | PJM | 05GALLOWAY | 39.9102 | -83.0803 | 1
244747 |  |  | 05COLFOR OND | 69 | PJM | 05ONEIDASS | 40.7003 | -81.1594 | 1
247579 |  |  | 05COMMWEALTH | 138 | PJM | 05FIELDALE1 | 36.7091 | -79.9344 | 1
242903 |  |  | 05COMPTON SW | 69 | PJM | 05SCHAF_A SS | 40.872 | -81.9602 | 1
242899 |  |  | 05CRG1H | 15.5 | PJM | 05CRG1EQ | 36.9305 | -82.1981 | 1
242901 |  |  | 05CRG2H | 15.5 | PJM | 05CRG2EQ | 36.9305 | -82.1981 | 1
247537 |  |  | 05CTY GARRET | 69 | PJM | 05CLIPPER | 41.4242 | -85.0818 | 2
246794 |  |  | 05DEAN | 69 | PJM | 05DEER CR | 40.5159 | -85.6443 | 1
247502 | 40.2769 | -85.3505 | 05DELAWAR1_X | 34.5 | PJM | 05BETHEL | 40.2538 | -85.3719 | 1
247503 | 40.2769 | -85.3505 | 05DELAWAR2_X | 34.5 | PJM | 05DELAWARE | 40.2769 | -85.3505 | 1
247739 |  |  | 05DILLESB_BP | 138 | PJM | 05G WASHGTON | 39.9068 | -80.7956 | 1
247578 |  |  | 05DORTON | 69 | PJM
247577 |  |  | 05DORTON 1EQ | 999 | PJM
243032 | 41.081 | -83.132 | 05E.TIFFIN | 69 | PJM | X | X | X | 0 | Yes
244557 |  |  | 05ECHO VL 8 | 69 | PJM | 05ECHO VL SS | 39.0066 | -82.6476 | 1
245894 |  |  | 05EEL RIV SS | 69 | PJM | 05WALLEN | 41.1964 | -85.0273 | 2
247994 |  |  | 05EEL RIVER8 | 69 | PJM
246033 |  |  | 05ELWOOD | 69 | PJM
243652 |  |  | 05FAIRYSTONE | 138 | PJM | 05PHILPOTT | 36.7857 | -80.0222 | 1
247523 | 41.3675 | -83.1508 | 05FE WFREMSS | 69 | PJM | X | X | X | 0 | Yes
247603 |  |  | 05FEDERAL SS | 69 | PJM | 05BUTLER | 41.4238 | -84.8818 | 1
247553 |  |  | 05FIELDAL_C1 | 13.8 | PJM
247554 |  |  | 05FIELDAL_C2 | 13.8 | PJM
244390 | 36.7091 | -79.9344 | 05FIELDALE3 | 138 | PJM | X | X | X | 0 | Yes
244904 | 36.7817 | -79.9177 | 05FIELDALE4 | 138 | PJM | X | X | X | 0 | Yes
247519 |  |  | 05FLIPRCK SS | 34.5 | PJM | 05NATLLIME | 41.0295 | -83.7239 | 1
247590 |  |  | 05FORTFIZZLE | 69 | PJM
246318 |  |  | 05FUSON | 138 | PJM | 05LANTRN | 40.2228 | -85.4467 | 1
244545 |  |  | 05GARLAND | 46 | PJM
247667 | 38.8598 | -82.1303 | 05GAVIN AUX1 | 69 | PJM | X | X | X | 0 | Yes
247668 | 38.8598 | -82.1303 | 05GAVIN AUX2 | 69 | PJM | X | X | X | 0 | Yes
245994 |  |  | 05GEMINI | 138 | PJM | 05WMOULT | 40.5529 | -84.3397 | 1
244300 |  |  | 05GEMINI_CAP | 138 | PJM | 05WMOULT | 40.5529 | -84.3397 | 2
247641 |  |  | 05GLADSTON | 138 | PJM | 05RIVERV | 37.5112 | -78.9119 | 1
245977 | 40.6589 | -84.2375 | 05GRISTMILL | 345 | PJM | 05SW LIM | 40.6777 | -84.1833 | 1
245983 | 40.6589 | -84.2375 | 05GRISTMILL | 138 | PJM | 05WMOULT | 40.5529 | -84.3397 | 2
247662 | 40.5506 | -82.1743 | 05HANOVER SS | 69 | PJM | X | X | X | 0 | Yes
247688 |  |  | 05HARRIS 1EQ | 999 | PJM
247689 |  |  | 05HARRISON | 13.8 | PJM
247509 |  |  | 05HAYDEN | 138 | PJM | 05COLE | 40.0671 | -83.1893 | 1
247162 |  |  | 05HICKRYC8EQ | 999 | PJM
244726 |  |  | 05HONEYCRKSS | 69 | PJM | 05WROCKWSS | 41.0487 | -83.1063 | 1
247652 |  |  | 05HOODSCRK | 138 | PJM | 05RAMEY | 38.3869 | -82.6658 | 1
247569 |  |  | 05IRONTO | 138 | PJM | 05CATAWB | 37.3321 | -80.0264 | 1
247570 |  |  | 05IRONTO8 | 138 | PJM | 05CATAWB | 37.3321 | -80.0264 | 2
244560 |  |  | 05ISABELLA | 138 | PJM | 05CROOKS | 39.7697 | -82.0978 | 1
247304 |  |  | 05J.EARL 1EQ | 999 | PJM
247307 |  |  | 05J.EARL 2EQ | 999 | PJM
247305 |  |  | 05J.EARLY T1 | 34.5 | PJM
247308 |  |  | 05J.EARLY T2 | 34.5 | PJM
247581 |  |  | 05JACKSN8 | 69 | PJM | 05S COSHCT | 40.2504 | -81.8526 | 2
247597 |  |  | 05JACOBSB SS | 69 | PJM | 05GLENCOE | 40.0147 | -80.8953 | 1
244423 |  |  | 05JAMES RIVR | 138 | PJM | 05COLLEEN SS | 37.7106 | -78.9465 | 1
247558 |  |  | 05JARRETT | 138 | PJM | 05FLATWO | 38.4011 | -81.472 | 1
247559 |  |  | 05JARRETT | 46 | PJM | 05HARTLAND | 38.3698 | -81.3469 | 1
247586 |  |  | 05JEFRSN8 OP | 69 | PJM
247671 |  |  | 05JOSHUA | 13.8 | PJM
247669 | 37.4255 | -79.0365 | 05JOSHUA 1EQ | 999 | PJM
247670 | 37.4255 | -79.0363 | 05JOSHUA_XFL | 138 | PJM | X | X | X | 0 | Yes
247510 | 40.0675 | -82.976 | 05KARL RD123 | 138 | PJM | X | X | X | 0 | Yes
245147 |  |  | 05KENNA | 138 | PJM | 05SISSON | 38.5381 | -81.6414 | 1
247539 |  |  | 05KENZIE | 69 | PJM | 05LAKE ST | 41.8761 | -86.1666 | 1
247595 |  |  | 05KILLBUCK | 69 | PJM
247589 |  |  | 05KILLBUCK8 | 69 | PJM
247610 | 41.6591 | -86.1309 | 05KLINE | 69 | PJM
247780 | 41.6591 | -86.1309 | 05KLINE | 138 | PJM | 05TWIN B | 41.669 | -86.1351 | 1
247609 | 41.6591 | -86.1309 | 05KLINE 2EQ | 999 | PJM
247574 | 40.6556 | -84.3599 | 05KOSSUTHZ | 69 | PJM | X | X | X | 0 | Yes
243028 |  |  | 05LAKEHEAD | 138 | PJM | 05POKAGO | 41.876 | -86.1761 | 1
247625 |  |  | 05LAMPING T1 | 13.8 | PJM
247566 | 39.6147 | -81.3342 | 05LAMPING_BP | 345 | PJM | 05BEVERL | 39.58 | -81.6541 | 1
247834 | 39.6147 | -81.3342 | 05LAMPNG_XFL | 138 | PJM | X | X | X | 0 | Yes
247624 | 39.6446 | -81.1922 | 05LAMPNG1EQ | 999 | PJM
247518 | 40.8318 | -84.0086 | 05LANCERS SS | 34.5 | PJM | X | X | X | 0 | Yes
246986 | 37.2046 | -80.4133 | 05LANE | 69 | PJM | X | X | X | 0 | Yes
247568 |  |  | 05LATTY J SS | 69 | PJM | 05HAVILND1 | 41.0165 | -84.5935 | 1
246830 | 40.1077 | -82.9949 | 05LAZELLE N | 69 | PJM | X | X | X | 0 | Yes
243194 | 36.6778 | -82.2691 | 05LEAPER SS | 138 | PJM | 05APPLE2 | 38.6589 | -82.1692 | 1
245821 |  |  | 05LINCOL ST2 | 69 | PJM | 05BERRYWOOD | 40.2763 | -83.0769 | 1
246594 |  |  | 05LINWTH L | 13.8 | PJM
247562 |  |  | 05LOCKBOURNE | 138 | PJM | 05HARRISON | 39.8003 | -82.9894 | 1
244224 |  |  | 05LOCOMTV SS | 69 | PJM | 05CLIPPER | 41.4242 | -85.0818 | 1
246811 | 40.8365 | -81.9289 | 05LUK USA1 | 69 | PJM | X | X | X | 0 | Yes
243630 |  |  | 05LUK USA2 | 69 | PJM | 05CLUTCH SW1 | 40.8365 | -81.9289 | 2
247634 |  |  | 05LYBURN SS | 138 | PJM | 05LOGAN2 | 37.8484 | -81.997 | 1
247617 |  |  | 05LYDICK | 69 | PJM | 05W.SIDE | 41.7039 | -86.2774 | 1
247557 |  |  | 05MABSCOTT | 138 | PJM | 05JEHU BR SS | 37.7718 | -81.2081 | 1
247550 |  |  | 05MARMET HYZ | 46 | PJM | 05PRAXAIR | 38.3107 | -81.5789 | 1
247124 |  |  | 05MARTINSVL1 | 69 | PJM
247210 |  |  | 05MARTINSVL2 | 69 | PJM
246788 |  |  | 05MARTINV1EQ | 999 | PJM
247125 |  |  | 05MARTINV2EQ | 999 | PJM
247638 | 39.9271 | -83.0674 | 05MCCOMB_B | 39.4 | PJM | X | X | X | 0 | Yes
247585 |  |  | 05METHAM SS | 69 | PJM
243627 | 41.7008 | -85.9677 | 05MIDDLEBURY | 34.5 | PJM | X | X | X | 0 | Yes
247665 |  |  | 05MILLERSBRG | 69 | PJM | 05SBENTNSS | 40.5433 | -81.8501 | 1
247580 |  |  | 05MOSCOW SS | 69 | PJM | 05S COSHCT | 40.2504 | -81.8526 | 1
247602 | 41.521 | -84.8256 | 05MUSKRAT SS | 69 | PJM | X | X | X | 0 | Yes
247031 |  |  | 05N.FINDL2EQ | 999 | PJM
247046 |  |  | 05N.FINDLAY2 | 69 | PJM
247505 | 40.0886 | -82.4161 | 05N.NEWARK2 | 69 | PJM | X | X | X | 0 | Yes
247644 | 36.5908 | -82.589 | 05NAGEL 1EQ | 999 | PJM
247646 | 36.5908 | -82.589 | 05NAGEL 3EQ | 999 | PJM
247645 | 36.5908 | -82.589 | 05NAGEL T1 | 13.8 | PJM
247647 | 36.5908 | -82.589 | 05NAGEL T3 | 13.8 | PJM
247047 |  |  | 05NEW LIB2EQ | 999 | PJM
247049 |  |  | 05NEW LIBR2 | 69 | PJM
246194 |  |  | 05NEW MILENM | 69 | PJM | 05JOIST SS | 41.4241 | -84.9501 | 1
244312 |  |  | 05OHIO OIL | 69 | PJM
247023 |  |  | 05OILERS SW | 34.5 | PJM | 05FIN REFI | 41.0522 | -83.6664 | 1
245385 |  |  | 05OSOLO | 69 | PJM
245310 |  |  | 05OSOLOEQ | 999 | PJM
243197 | 41.6997 | -85.9687 | 05PARKWAY | 34.5 | PJM | X | X | X | 0 | Yes
245358 |  |  | 05PENGUINDP1 | 138 | PJM
247681 |  |  | 05PEPPERM SS | 69 | PJM | 05S.BEND | 41.749 | -86.2427 | 1
247837 |  |  | 05PERCH | 138 | PJM | 05DESOTO | 40.2367 | -85.3055 | 1
247517 |  |  | 05PIRATES SS | 34.5 | PJM | 05MCINTOSH | 40.8754 | -83.9382 | 1
247596 | 40.557 | -82.3075 | 05RAVIN | 69 | PJM | X | X | X | 0 | Yes
247573 |  |  | 05RIPLEY | 13.1 | PJM
247572 |  |  | 05RIPLEY 3EQ | 999 | PJM
247698 |  |  | 05RIVERPORT | 138 | PJM | 05HOLST2 | 36.523 | -82.0907 | 1
246779 |  |  | 05S.ABINGDN2 | 138 | PJM | 05ABINGD | 36.7203 | -82.0083 | 1
245152 |  |  | 05S.BEND 6EQ | 999 | PJM
246236 |  |  | 05S.ELWOOD | 69 | PJM
247587 |  |  | 05S.KILBUCSS | 69 | PJM
246501 |  |  | 05S.SUMMITVL | 69 | PJM | 05DEER CR | 40.5159 | -85.6443 | 2
244702 |  |  | 05S.TORONTOZ | 69 | PJM | 05S TORONT | 40.453 | -80.6162 | 1
247582 |  |  | 05S.WARSAWSS | 69 | PJM | 05S COSHCT | 40.2504 | -81.8526 | 2
243651 |  |  | 05SALEMHWY | 138 | PJM | 05FLOYD | 36.9259 | -80.3087 | 2
247629 | 40.872 | -81.9602 | 05SCHAF_B SS | 69 | PJM | X | X | X | 0 | Yes
247663 |  |  | 05SCHELEGEL | 69 | PJM | 05SHREVE | 40.6753 | -82.0333 | 1
246078 |  |  | 05SHARON VLY | 69 | PJM | 05WELSH SS | 40.077 | -82.4499 | 1
244421 | 40.1754 | -80.6841 | 05SHORT CRK | 69 | PJM | 05SHORTCRKSS | 40.1754 | -80.6841 | 1
247666 |  |  | 05SIMMONSRN | 69 | PJM
247630 |  |  | 05SKID-IM01 | 34.5 | PJM | 05FILTRAT SS | 41.0674 | -85.0678 | 1
247615 |  |  | 05SKIPS P SS | 69 | PJM | 05KINGSLAN | 40.8213 | -85.1538 | 1
247576 |  |  | 05SKOS_NS SS | 69 | PJM | 05N SPEN R | 40.7217 | -84.3591 | 1
247575 |  |  | 05SKOS_WM SS | 69 | PJM | 05MOULTO | 40.5529 | -84.3397 | 1
245299 | 40.8365 | -81.9289 | 05SMITHVIL | 69 | PJM | X | X | X | 0 | Yes
247127 |  |  | 05SNAPPER | 69 | PJM
247599 | 41.7116 | -86.4788 | 05SNOWBRY SS | 69 | PJM | X | X | X | 0 | Yes
244446 |  |  | 05SOAPSTONE | 138 | PJM | 05SCOTSV | 37.7954 | -78.5093 | 1
243625 |  |  | 05SOLIDA SS | 138 | PJM | 05SCOTTOWNSS | 38.5487 | -82.397 | 1
243978 | 40.7309 | -84.115 | 05STERLING2 | 34.5 | PJM | X | X | X | 0 | Yes
247592 |  |  | 05STILLWELL8 | 69 | PJM
247593 |  |  | 05STILLWELSS | 69 | PJM | 05JELOWAY8 | 40.557 | -82.3075 | 2
243655 |  |  | 05STNLY TW | 138 | PJM | 05FIELDALE2 | 36.7817 | -79.9177 | 1
247538 |  |  | 05STONEEQ | 999 | PJM
246299 |  |  | 05STRAWTON | 69 | PJM
246718 |  |  | 05STRAWTONEQ | 999 | PJM
247612 |  |  | 05THELE SS | 69 | PJM | 05HILLCRES | 41.006 | -85.0779 | 1
247564 |  |  | 05TONYS B SS | 46 | PJM | 05HOPKINSF | 38.3076 | -81.6258 | 1
247998 |  |  | 05TOTTEN SW | 34.5 | PJM | 05HARV AV SS | 41.0704 | -83.7138 | 1
247036 |  |  | 05TOUCHTN SS | 34.5 | PJM | 05NEWLIBR2 | 41.0795 | -83.7093 | 1
247699 |  |  | 05TRAP HILL | 138 | PJM | 05BOLT | 37.7288 | -81.4597 | 1
243643 | 38.3521 | -82.532 | 05TRISTA EQ1 | 999 | PJM
243644 |  |  | 05TRISTAT T1 | 13.8 | PJM
247600 |  |  | 05TULIP ROAD | 69 | PJM | 05MONOFRAX | 41.7116 | -86.4788 | 2
247583 |  |  | 05TUNNELHIL8 | 69 | PJM
247995 |  |  | 05UNION 8 | 69 | PJM
245798 |  |  | 05UNION SS | 69 | PJM | 05GATWY P8 | 41.0954 | -85.3778 | 2
243193 | 38.6042 | -82.3013 | 05VIKING SS | 138 | PJM | 05N CROW | 38.6342 | -82.2963 | 1
245683 |  |  | 05W.MARIONSS | 69 | PJM | 05S MORRAL | 40.659 | -83.2125 | 1
247974 |  |  | 05W.VA WATER | 138 | PJM | 05HUNTCT | 37.3086 | -79.9301 | 2
245132 | 41.0636 | -85.1321 | 05WALL ST SS | 34.5 | PJM | X | X | X | 0 | Yes
246606 |  |  | 05WETZEL SS | 138 | PJM | 05WAYMSS | 39.9341 | -80.6846 | 1
244364 |  |  | 05WHITLEY | 69 | PJM | 05GATWY P8 | 41.0954 | -85.3778 | 1
247095 |  |  | 05WILLIAM TH | 138 | PJM | 05WAYMSS | 39.9341 | -80.6846 | 2
247314 |  |  | 05WOLF GL T3 | 13.1 | PJM
243022 |  |  | 05WOLF GLADE | 69 | PJM | 05BYLLESBY | 36.9145 | -81.0116 | 1
244287 |  |  | 05WOLF GLADE | 138 | PJM | 05J.EARL | 36.7845 | -80.9355 | 1
247313 |  |  | 05WOLFGL 3EQ | 999 | PJM
243649 |  |  | 05WOOLWINE | 138 | PJM | 05FLOYD | 36.9259 | -80.3087 | 1
250172 |  |  | 08AERO | 138 | PJM | 08DNLSN1 | 39.0106 | -84.6026 | 2
251912 |  |  | 08GRNSB_SOL1 | 34.5 | MISO
251913 |  |  | 08GRNSB_SOL2 | 34.5 | MISO
251584 |  |  | 08LANDEN | 69 | PJM | 08KINGML | 39.35 | -84.23 | 1
251522 |  |  | 08MOSTELR | 69 | PJM | 08FRDSH2 | 39.29 | -84.42 | 1
252013 | 38.3117 | -85.8601 | 08NEWALB2 | 13.8 | MISO | X | X | X | 0 | Yes
250171 |  |  | 08OAKBK1 | 138 | PJM
251775 |  |  | 08RMNG_BIS_1 | 34.5 | MISO
251776 |  |  | 08RMNG_BIS_2 | 34.5 | MISO
251777 |  |  | 08RMNG_BIS_3 | 34.5 | MISO
251778 |  |  | 08RMNG_BIS_4 | 34.5 | MISO
250173 |  |  | 08WDSPNT | 138 | PJM | 08DNLSN1 | 39.0106 | -84.6026 | 1
250989 |  |  | 08WESTFLD_EA | 69 | MISO | 08WSTFNE | 40.0693 | -86.091 | 1
250990 |  |  | 08WSTFLD_E_J | 69 | MISO | 08CRM146 | 40.0009 | -86.0928 | 1
253256 |  |  | 09EDGEWD | 69 | PJM | 09URBANA | 40.0708 | -83.7886 | 1
253255 |  |  | 09GEBHRT | 138 | PJM | 09OHH | 39.6085 | -84.2915 | 1
253266 |  |  | 09HAAS | 138 | PJM | 09MIAMI | 39.9418 | -84.17 | 1
253254 |  |  | 09SUGRCK | 69 | PJM | 09NORMAN | 39.615 | -84.1698 | 1
253257 |  |  | 09WLFCRK | 69 | PJM | 09BRKVIL | 39.7906 | -84.3712 | 1
364063 |  |  | 0ARDMORE SOL | 0.7 | SERC
364060 |  |  | 0BELEFNT SOL | 0.6 | SERC
364058 |  |  | 0ELORA SOLAR | 0.6 | SERC
364055 |  |  | 0MILNGTN SOL | 0.7 | SERC
364053 |  |  | 0MULB SOLAR | 0.2 | SERC
364057 |  |  | 0MUS SHL SLR | 0.6 | SERC
199695 | X | X | 0N-FUT_STELL | 138 | NS | 50N-TRENTON | 45.6233 | -62.6484 | 1 |  | Out of Area
199696 | X | X | 0N-FUT_TRURO | 69 | NS | 1N-ONSLOW_A | 45.3903 | -63.3115 | 1 |  | Out of Area
364049 |  |  | 0PROV SOLAR | 0.8 | SERC
364054 |  |  | 0RIVER BEND | 0.6 | SERC
364064 |  |  | 0SELMER NOR1 | 0.4 | SERC
364065 |  |  | 0SELMER NOR2 | 0.4 | SERC
364056 |  |  | 0WILDBRY SOL | 0.8 | SERC
364059 |  |  | 0YUM YUM SOL | 0.6 | SERC
253683 |  |  | 10FERD_T | 69 | MISO | 10ST_HEN | 38.2209 | -86.924 | 1
253773 |  |  | 10J783 COL | 34.5 | MISO
253772 |  |  | 10J783 PAD | 34.5 | MISO
253774 |  |  | 10J783 SUB | 69 | MISO | 10GRND69 | 37.9443 | -86.9984 | 1
253771 |  |  | 10J783_GRND | 0.6 | MISO
253777 |  |  | 10J856 COL | 34.5 | MISO
253776 |  |  | 10J856 PAD | 34.5 | MISO
253775 |  |  | 10J856_SCOT | 0.6 | MISO
184058 | X | X | 11ECHUTMT11 | 26.4 | TE
184060 | X | X | 11ECHUTMT12 | 26.4 | TE
184062 | X | X | 11ECHUTMT21 | 26.4 | TE
184063 | X | X | 11ECHUTMT22 | 26.4 | TE
311881 |  |  | 12VOLVO_GEN | 12.5 | SC
232170 |  |  | 138TH SVC | 16 | PJM
311915 |  |  | 13CONWAY | 13.8 | SC
311914 |  |  | 13CONWAY2 | 13.8 | SC
609476 |  |  | 15TH AV9 | 34.5 | MISO
255503 |  |  | 17J837_INXRD | 34.5 | MISO
255504 |  |  | 17J837_INXRD | 0.7 | MISO
255502 |  |  | 17J837_J838 | 34.5 | MISO
255505 |  |  | 17J838_INXRD | 34.5 | MISO
255506 |  |  | 17J838_INXRD | 0.7 | MISO
255508 |  |  | 17J847-DUNCL | 34.5 | MISO
255509 |  |  | 17J847-DUNNS | 34.5 | MISO
255510 |  |  | 17J847-DUNNS | 0.7 | MISO
255514 |  |  | 17J883-STAR | 34.5 | MISO
255515 |  |  | 17J883-STAR | 0.7 | MISO
255513 |  |  | 17J883-STARC | 34.5 | MISO
255518 |  |  | 17J913-INXR | 34.5 | MISO
255519 |  |  | 17J913-INXR | 0.6 | MISO
255517 |  |  | 17J913-INXRC | 34.5 | MISO
255341 |  |  | 17MARSHALL | 69 | MISO | 05VINTAGE | 41.6294 | -86.2531 | 1
263630 | 44.5356 | -85.5219 | 18BATES X | 69 | MISO | X | X | X | 0 | Yes
265604 |  |  | 19CROSSWNDS3 | 34.5 | MISO
265600 |  |  | 19DIG41E_T | 13.8 | MISO
265601 |  |  | 19DIG41F_T | 13.8 | MISO
265598 |  |  | 19DIG42M_T | 13.8 | MISO
265599 |  |  | 19DIG42N_T | 13.8 | MISO
309150 | 35.8249 | -80.2218 | 1ABOTCAP | 44 | SERC | X | X | X | 0 | Yes
309101 | 35.3187 | -81.1519 | 1ACRECAP | 44 | SERC | X | X | X | 0 | Yes
397122 |  |  | 1ALGTRSW_SVC | 17.5 | GULF
309116 |  |  | 1AM TCAP | 44 | SERC
383460 |  |  | 1AMER BESS | 34.5 | SOCO
383461 |  |  | 1AMERICUS 1 | 34.5 | SOCO
383462 |  |  | 1AMERICUS 2 | 34.5 | SOCO
383463 |  |  | 1AMERICUS 3 | 34.5 | SOCO
362028 |  |  | 1ANDERSON TN | 26.4 | SERC
309070 | 34.4381 | -82.6658 | 1ANDRCAP | 44 | SERC | X | X | X | 0 | Yes
386050 |  |  | 1ANSTN SLR G | 34.5 | SOCO
309803 |  |  | 1APEXPV | 44 | SERC
362551 |  |  | 1ARDMORE SOL | 34.5 | SERC
325046 |  |  | 1ASHWOOD COL | 34.5 | SERC
325029 |  |  | 1ASHWOOD GEN | 0.6 | SERC
325037 |  |  | 1ASHWOOD INV | 34.5 | SERC
346190 | 38.216 | -90.4452 | 1BAILEY 2 | 34.5 | MISO | X | X | X | 0 | Yes
345993 |  |  | 1BARETST2 | 12.5 | MISO
397413 |  |  | 1BAY CNTY 13 | 13.8 | GULF
345935 |  |  | 1BBS-J817 | 0.6 | MISO
362932 |  |  | 1BELFNT SOL1 | 34.5 | SERC
309102 |  |  | 1BELWCAP | 44 | SERC
349001 |  |  | 1BENTONNW 1 | 34.5 | MISO
349489 |  |  | 1BENTONNW 2 | 34.5 | MISO
349414 |  |  | 1BENTONNWREG | 34.5 | MISO
346200 | 38.7635 | -90.3305 | 1BERKELEY 3 | 34.5 | MISO | X | X | X | 0 | Yes
346201 | 38.7635 | -90.3305 | 1BERKELEY 4 | 34.5 | MISO | X | X | X | 0 | Yes
370918 |  |  | 1BEULAH | 34.5 | SERC
347833 |  |  | 1BGRV_J853 | 0.6 | MISO
348960 |  |  | 1BH3 MPTY | 13.8 | MISO
346202 | 38.3671 | -90.6428 | 1BIG RIVR 2 | 34.5 | MISO | X | X | X | 0 | Yes
348977 |  |  | 1BISHOP H3 | 34.5 | MISO
348973 |  |  | 1BISHOP-C3 | 34.5 | MISO
346072 |  |  | 1BLANCHET2 | 34.5 | MISO
386031 |  |  | 1BLK BR SLR | 34.5 | SOCO
397041 |  |  | 1BLUE INDIGO | 0.6 | GULF
325049 |  |  | 1BLUE SL COL | 34.5 | SERC
325030 |  |  | 1BLUE SL GEN | 0.6 | SERC
325048 |  |  | 1BLUE SL INV | 34.5 | SERC
309080 |  |  | 1BR16CAP | 44 | SERC
383450 |  |  | 1BRK SPK PV | 34.5 | SOCO
308646 |  |  | 1BUCK_G14 | 26 | SERC
308647 |  |  | 1BUCK_G15 | 26 | SERC
308645 |  |  | 1BUCK_S13 | 24 | SERC
311886 |  |  | 1BUCKSPV_GEN | 34.5 | SC
307001 |  |  | 1BUS 307001 | 44 | SERC | 1CRETO | 34.1912 | -82.0173 | 1
307002 |  |  | 1BUS 307002 | 44 | SERC
307003 |  |  | 1BUS 307003 | 44 | SERC | 1CYPRESS | 34.785 | -81.7736 | 1
307004 |  |  | 1BUS 307004 | 44 | SERC | 1CENTRAL | 35.0805 | -81.5419 | 1
307006 |  |  | 1BUS 307006 | 44 | SERC | 1CORONAC | 34.2689 | -82.1213 | 2
307007 |  |  | 1BUS 307007 | 44 | SERC
307008 |  |  | 1BUS 307008 | 44 | SERC
307009 |  |  | 1BUS 307009 | 44 | SERC
307011 |  |  | 1BUS 307011 | 44 | SERC
307013 |  |  | 1BUS 307013 | 44 | SERC
307014 |  |  | 1BUS 307014 | 44 | SERC | 1BELTON | 35.3997 | -81.176 | 1
307016 |  |  | 1BUS 307016 | 44 | SERC | 1LAURENS | 34.5107 | -82.0017 | 2
307017 |  |  | 1BUS 307017 | 44 | SERC
307018 |  |  | 1BUS 307018 | 44 | SERC | 1BELTON | 35.3997 | -81.176 | 1
307019 |  |  | 1BUS 307019 | 44 | SERC | 1BELTON | 35.3997 | -81.176 | 2
307020 |  |  | 1BUS 307020 | 44 | SERC | 1CYPRESS | 34.785 | -81.7736 | 2
307021 |  |  | 1BUS 307021 | 44 | SERC | 1WESTMIN | 35.5078 | -81.5817 | 2
307023 |  |  | 1BUS 307023 | 44 | SERC
307024 |  |  | 1BUS 307024 | 44 | SERC
307025 |  |  | 1BUS 307025 | 44 | SERC
307027 |  |  | 1BUS 307027 | 44 | SERC | 1SENECA | 34.6892 | -82.9711 | 1
307028 |  |  | 1BUS 307028 | 44 | SERC
307029 |  |  | 1BUS 307029 | 44 | SERC | 1ROCHESTER | 34.5307 | -81.9248 | 1
307030 |  |  | 1BUS 307030 | 44 | SERC | 1SENECA | 34.6892 | -82.9711 | 1
307031 |  |  | 1BUS 307031 | 44 | SERC | 1WALHALA | 35.5078 | -81.5817 | 2
307032 |  |  | 1BUS 307032 | 44 | SERC
307033 |  |  | 1BUS 307033 | 44 | SERC | 1WALHALA | 35.5078 | -81.5817 | 1
307034 |  |  | 1BUS 307034 | 44 | SERC
307038 |  |  | 1BUS 307038 | 44 | SERC | 1BELTON | 35.3997 | -81.176 | 2
307039 |  |  | 1BUS 307039 | 44 | SERC | 1CENTRAL | 35.0805 | -81.5419 | 2
307042 |  |  | 1BUS 307042 | 44 | SERC | 1CENTRAL | 35.0805 | -81.5419 | 1
307043 |  |  | 1BUS 307043 | 44 | SERC | 1CENTRAL | 35.0805 | -81.5419 | 1
307044 |  |  | 1BUS 307044 | 44 | SERC | 1ANDRSN+ | 34.4381 | -82.6658 | 2
307045 |  |  | 1BUS 307045 | 44 | SERC
307046 |  |  | 1BUS 307046 | 44 | SERC
307047 |  |  | 1BUS 307047 | 44 | SERC | 1BELTON | 35.3997 | -81.176 | 2
307048 |  |  | 1BUS 307048 | 44 | SERC | 1HODGES | 34.3049 | -82.2712 | 1
307052 |  |  | 1BUS 307052 | 44 | SERC
307054 |  |  | 1BUS 307054 | 44 | SERC | 1HODGES | 34.3049 | -82.2712 | 2
307055 |  |  | 1BUS 307055 | 44 | SERC | 1WESTMIN | 35.5078 | -81.5817 | 1
307056 |  |  | 1BUS 307056 | 44 | SERC | 1CRETO | 34.1912 | -82.0173 | 1
307057 |  |  | 1BUS 307057 | 44 | SERC | 1SENECA | 34.6892 | -82.9711 | 2
307058 |  |  | 1BUS 307058 | 44 | SERC | 1SANDY S | 35.1002 | -82.2083 | 1
307059 |  |  | 1BUS 307059 | 44 | SERC | 1SANDY S | 35.1002 | -82.2083 | 2
307060 |  |  | 1BUS 307060 | 44 | SERC
307061 |  |  | 1BUS 307061 | 44 | SERC | 1ANDRSN+ | 34.4381 | -82.6658 | 1
307062 |  |  | 1BUS 307062 | 44 | SERC | 1CLARK H | 34.1478 | -82.1606 | 1
307063 |  |  | 1BUS 307063 | 44 | SERC | 1CORONAC | 34.2689 | -82.1213 | 1
307064 |  |  | 1BUS 307064 | 44 | SERC
307065 |  |  | 1BUS 307065 | 44 | SERC
307066 |  |  | 1BUS 307066 | 44 | SERC
307067 |  |  | 1BUS 307067 | 44 | SERC | 1LAURENS | 34.5107 | -82.0017 | 2
307068 |  |  | 1BUS 307068 | 44 | SERC | 1TOXAWAY | 34.9089 | -80.3774 | 1
307069 |  |  | 1BUS 307069 | 44 | SERC | 1BUS 307094 | 34.4069 | -81.8266 | 2
307070 |  |  | 1BUS 307070 | 44 | SERC
307071 |  |  | 1BUS 307071 | 44 | SERC
307074 |  |  | 1BUS 307074 | 44 | SERC
307075 |  |  | 1BUS 307075 | 44 | SERC | 1CENTRAL | 35.0805 | -81.5419 | 2
307076 |  |  | 1BUS 307076 | 44 | SERC | 1CORONAC | 34.2689 | -82.1213 | 2
307077 |  |  | 1BUS 307077 | 44 | SERC | 1CORONAC | 34.2689 | -82.1213 | 2
307078 |  |  | 1BUS 307078 | 44 | SERC | 1CLARK H | 34.1478 | -82.1606 | 1
307079 |  |  | 1BUS 307079 | 44 | SERC
307080 |  |  | 1BUS 307080 | 44 | SERC | 1CORONAC | 34.2689 | -82.1213 | 2
307081 |  |  | 1BUS 307081 | 44 | SERC | 1CRETO | 34.1912 | -82.0173 | 2
307082 |  |  | 1BUS 307082 | 44 | SERC | 1GRENWOD | 34.9451 | -81.819 | 1
307084 |  |  | 1BUS 307084 | 44 | SERC | 1GRENWOD | 34.9451 | -81.819 | 2
307085 |  |  | 1BUS 307085 | 44 | SERC | 1LAURENS | 34.5107 | -82.0017 | 1
307086 |  |  | 1BUS 307086 | 44 | SERC | 1TOXAWAY | 34.9089 | -80.3774 | 2
307089 |  |  | 1BUS 307089 | 44 | SERC
307090 |  |  | 1BUS 307090 | 44 | SERC
307091 |  |  | 1BUS 307091 | 44 | SERC | 1TOXAWAY | 34.9089 | -80.3774 | 1
307092 |  |  | 1BUS 307092 | 44 | SERC
307093 |  |  | 1BUS 307093 | 44 | SERC | 1TOXAWAY | 34.9089 | -80.3774 | 1
307095 |  |  | 1BUS 307095 | 44 | SERC
307097 |  |  | 1BUS 307097 | 44 | SERC | 1CLARK H | 34.1478 | -82.1606 | 2
307098 |  |  | 1BUS 307098 | 44 | SERC | 1BELTON | 35.3997 | -81.176 | 1
307099 |  |  | 1BUS 307099 | 44 | SERC | 1BELTON | 35.3997 | -81.176 | 2
307100 |  |  | 1BUS 307100 | 44 | SERC | 1CORONAC | 34.2689 | -82.1213 | 2
307101 |  |  | 1BUS 307101 | 44 | SERC
307102 |  |  | 1BUS 307102 | 44 | SERC | 1SHADY G | 34.7608 | -82.4247 | 1
307103 | 34.4069 | -81.8266 | 1BUS 307103 | 44 | SERC | X | X | X | 0 | Yes
307105 |  |  | 1BUS 307105 | 44 | SERC
307106 |  |  | 1BUS 307106 | 44 | SERC | 1CYPRESS | 34.785 | -81.7736 | 2
307107 |  |  | 1BUS 307107 | 44 | SERC
307108 |  |  | 1BUS 307108 | 44 | SERC
307109 |  |  | 1BUS 307109 | 44 | SERC
307110 |  |  | 1BUS 307110 | 44 | SERC | 1ANDRSN+ | 34.4381 | -82.6658 | 1
307111 |  |  | 1BUS 307111 | 44 | SERC | 1ANDRSN+ | 34.4381 | -82.6658 | 2
307112 |  |  | 1BUS 307112 | 44 | SERC | 1CRETO | 34.1912 | -82.0173 | 2
307113 |  |  | 1BUS 307113 | 44 | SERC | 1CRETO | 34.1912 | -82.0173 | 1
307114 |  |  | 1BUS 307114 | 44 | SERC
307115 |  |  | 1BUS 307115 | 44 | SERC
307116 |  |  | 1BUS 307116 | 44 | SERC | 1CENTRAL | 35.0805 | -81.5419 | 2
307117 |  |  | 1BUS 307117 | 44 | SERC
307118 |  |  | 1BUS 307118 | 44 | SERC
307119 |  |  | 1BUS 307119 | 44 | SERC
307120 |  |  | 1BUS 307120 | 44 | SERC | 1CYPRESS | 34.785 | -81.7736 | 1
307121 |  |  | 1BUS 307121 | 44 | SERC
307122 |  |  | 1BUS 307122 | 44 | SERC | 1SANDY S | 35.1002 | -82.2083 | 1
307123 |  |  | 1BUS 307123 | 44 | SERC
307124 |  |  | 1BUS 307124 | 44 | SERC | 1TOXAWAY | 34.9089 | -80.3774 | 2
307125 |  |  | 1BUS 307125 | 44 | SERC
307126 |  |  | 1BUS 307126 | 44 | SERC | 1ANDRSN+ | 34.4381 | -82.6658 | 2
307127 |  |  | 1BUS 307127 | 44 | SERC | 1BUS 307094 | 34.4069 | -81.8266 | 1
307128 |  |  | 1BUS 307128 | 44 | SERC | 1ROCHESTER | 34.5307 | -81.9248 | 2
307129 |  |  | 1BUS 307129 | 44 | SERC
307131 |  |  | 1BUS 307131 | 44 | SERC | 1LAURENS | 34.5107 | -82.0017 | 1
307133 |  |  | 1BUS 307133 | 44 | SERC | 1GRENWOD | 34.9451 | -81.819 | 1
307134 |  |  | 1BUS 307134 | 44 | SERC | 1BUZARDR | 34.1722 | -81.9114 | 1
307135 |  |  | 1BUS 307135 | 44 | SERC
307136 |  |  | 1BUS 307136 | 44 | SERC | 1HODGES | 34.3049 | -82.2712 | 2
307137 |  |  | 1BUS 307137 | 44 | SERC | 1CENTRAL | 35.0805 | -81.5419 | 2
307138 |  |  | 1BUS 307138 | 44 | SERC | 1CYPRESS | 34.785 | -81.7736 | 1
307139 |  |  | 1BUS 307139 | 44 | SERC | 1CYPRESS | 34.785 | -81.7736 | 2
307140 |  |  | 1BUS 307140 | 44 | SERC
307141 |  |  | 1BUS 307141 | 44 | SERC
307142 |  |  | 1BUS 307142 | 44 | SERC | 1TOXAWAY | 34.9089 | -80.3774 | 1
307143 |  |  | 1BUS 307143 | 44 | SERC | 1TOXAWAY | 34.9089 | -80.3774 | 2
307144 |  |  | 1BUS 307144 | 44 | SERC | 1ANDRSN+ | 34.4381 | -82.6658 | 2
307145 |  |  | 1BUS 307145 | 44 | SERC
307146 |  |  | 1BUS 307146 | 44 | SERC
307147 |  |  | 1BUS 307147 | 44 | SERC | 1CENTRAL | 35.0805 | -81.5419 | 2
307148 |  |  | 1BUS 307148 | 44 | SERC | 1TOXAWAY | 34.9089 | -80.3774 | 2
307150 |  |  | 1BUS 307150 | 44 | SERC | 1SANDY S | 35.1002 | -82.2083 | 1
307151 |  |  | 1BUS 307151 | 44 | SERC | 1WALHALA | 35.5078 | -81.5817 | 1
307152 |  |  | 1BUS 307152 | 44 | SERC
307153 |  |  | 1BUS 307153 | 44 | SERC | 1BUSH RV | 34.2528 | -81.6487 | 1
307155 |  |  | 1BUS 307155 | 44 | SERC | 1HODGES | 34.3049 | -82.2712 | 2
307156 |  |  | 1BUS 307156 | 44 | SERC | 1HODGES | 34.3049 | -82.2712 | 1
307158 |  |  | 1BUS 307158 | 44 | SERC | 1TOXAWAY | 34.9089 | -80.3774 | 2
307159 |  |  | 1BUS 307159 | 44 | SERC
307160 |  |  | 1BUS 307160 | 44 | SERC
307161 |  |  | 1BUS 307161 | 44 | SERC | 1WALHALA | 35.5078 | -81.5817 | 1
307162 |  |  | 1BUS 307162 | 44 | SERC
307163 |  |  | 1BUS 307163 | 44 | SERC | 1WALHALA | 35.5078 | -81.5817 | 2
307164 |  |  | 1BUS 307164 | 44 | SERC
307165 |  |  | 1BUS 307165 | 44 | SERC
307166 |  |  | 1BUS 307166 | 44 | SERC
307168 |  |  | 1BUS 307168 | 44 | SERC
307169 |  |  | 1BUS 307169 | 44 | SERC | 1LAURENS | 34.5107 | -82.0017 | 2
307170 |  |  | 1BUS 307170 | 44 | SERC | 1SENECA | 34.6892 | -82.9711 | 1
307171 |  |  | 1BUS 307171 | 44 | SERC | 1SENECA | 34.6892 | -82.9711 | 2
307172 |  |  | 1BUS 307172 | 44 | SERC
307173 |  |  | 1BUS 307173 | 44 | SERC
307174 |  |  | 1BUS 307174 | 44 | SERC | 1CLARK H | 34.1478 | -82.1606 | 2
307175 |  |  | 1BUS 307175 | 44 | SERC | 1ANDRSN+ | 34.4381 | -82.6658 | 2
307176 |  |  | 1BUS 307176 | 44 | SERC | 1ANDRSN+ | 34.4381 | -82.6658 | 1
307178 |  |  | 1BUS 307178 | 44 | SERC | 1WALHALA | 35.5078 | -81.5817 | 2
307179 |  |  | 1BUS 307179 | 44 | SERC
307180 |  |  | 1BUS 307180 | 44 | SERC | 1BELTON | 35.3997 | -81.176 | 2
307181 |  |  | 1BUS 307181 | 44 | SERC
307182 |  |  | 1BUS 307182 | 44 | SERC
307183 |  |  | 1BUS 307183 | 44 | SERC
307184 |  |  | 1BUS 307184 | 44 | SERC | 1ANDRSN+ | 34.4381 | -82.6658 | 2
307185 |  |  | 1BUS 307185 | 44 | SERC | 1ANDRSN+ | 34.4381 | -82.6658 | 1
307186 |  |  | 1BUS 307186 | 44 | SERC | 1BELTON | 35.3997 | -81.176 | 1
307187 |  |  | 1BUS 307187 | 44 | SERC
307188 |  |  | 1BUS 307188 | 44 | SERC
307189 |  |  | 1BUS 307189 | 44 | SERC
307191 |  |  | 1BUS 307191 | 44 | SERC | 1BUSH RV | 34.2528 | -81.6487 | 1
307192 |  |  | 1BUS 307192 | 44 | SERC | 1BELTON | 35.3997 | -81.176 | 2
307193 |  |  | 1BUS 307193 | 44 | SERC | 1HODGES | 34.3049 | -82.2712 | 1
307194 |  |  | 1BUS 307194 | 44 | SERC
307201 |  |  | 1BUS 307201 | 44 | SERC | 1BELTON | 35.3997 | -81.176 | 2
307203 |  |  | 1BUS 307203 | 44 | SERC | 1SANDY S | 35.1002 | -82.2083 | 2
307204 |  |  | 1BUS 307204 | 44 | SERC
307205 |  |  | 1BUS 307205 | 44 | SERC
307206 |  |  | 1BUS 307206 | 44 | SERC | 1SENECA | 34.6892 | -82.9711 | 2
307207 |  |  | 1BUS 307207 | 44 | SERC
307209 |  |  | 1BUS 307209 | 44 | SERC
307212 |  |  | 1BUS 307212 | 44 | SERC | 1CORONAC | 34.2689 | -82.1213 | 1
307213 |  |  | 1BUS 307213 | 44 | SERC
307214 |  |  | 1BUS 307214 | 44 | SERC | 1LIONMTN | 35.7876 | -80.46 | 2
307215 |  |  | 1BUS 307215 | 44 | SERC | 1PEACH V | 35.0063 | -81.8961 | 1
307216 |  |  | 1BUS 307216 | 44 | SERC
307217 |  |  | 1BUS 307217 | 44 | SERC | 1ROCHESTER | 34.5307 | -81.9248 | 2
307218 |  |  | 1BUS 307218 | 44 | SERC | 1HODGES | 34.3049 | -82.2712 | 2
307219 |  |  | 1BUS 307219 | 44 | SERC
307220 |  |  | 1BUS 307220 | 44 | SERC
307221 |  |  | 1BUS 307221 | 44 | SERC | 1CANE CK | 35.3398 | -81.1898 | 2
307222 |  |  | 1BUS 307222 | 44 | SERC | 1GRENVIL | 34.8647 | -82.4222 | 1
307223 |  |  | 1BUS 307223 | 44 | SERC | 1SHADY G | 34.7608 | -82.4247 | 1
307224 |  |  | 1BUS 307224 | 44 | SERC | 1CYPRESS | 34.785 | -81.7736 | 2
307225 |  |  | 1BUS 307225 | 44 | SERC | 1TIGER | 34.9531 | -82.1556 | 1
307226 |  |  | 1BUS 307226 | 44 | SERC | 1TIGER | 34.9531 | -82.1556 | 2
307227 |  |  | 1BUS 307227 | 44 | SERC
307228 |  |  | 1BUS 307228 | 44 | SERC | 1HORSHOE | 35.3418 | -82.4688 | 1
307229 |  |  | 1BUS 307229 | 44 | SERC
307230 |  |  | 1BUS 307230 | 44 | SERC | 1CYPRESS | 34.785 | -81.7736 | 1
307231 |  |  | 1BUS 307231 | 44 | SERC | 1REEDY R | 35.17 | -81.3445 | 2
307233 |  |  | 1BUS 307233 | 44 | SERC | 1PISGAH | 35.2538 | -82.6825 | 1
307234 |  |  | 1BUS 307234 | 44 | SERC | 1CAMPOBL | 35.1216 | -82.1628 | 2
307235 |  |  | 1BUS 307235 | 44 | SERC | 1CAMPOBL | 35.1216 | -82.1628 | 1
307236 |  |  | 1BUS 307236 | 44 | SERC
307237 |  |  | 1BUS 307237 | 44 | SERC
307238 |  |  | 1BUS 307238 | 44 | SERC
307239 |  |  | 1BUS 307239 | 44 | SERC | 1EASLEY | 34.8255 | -82.6089 | 2
307240 |  |  | 1BUS 307240 | 44 | SERC | 1MARIETA | 35.0121 | -82.5065 | 1
307241 |  |  | 1BUS 307241 | 44 | SERC | 1PICKENS | 35.1312 | -82.5069 | 1
307242 |  |  | 1BUS 307242 | 44 | SERC
307243 |  |  | 1BUS 307243 | 44 | SERC | 1LIONMTN | 35.7876 | -80.46 | 1
307244 |  |  | 1BUS 307244 | 44 | SERC | 1PISGAH | 35.2538 | -82.6825 | 1
307245 |  |  | 1BUS 307245 | 44 | SERC
307248 |  |  | 1BUS 307248 | 44 | SERC | 1CANE CK | 35.3398 | -81.1898 | 2
307249 |  |  | 1BUS 307249 | 44 | SERC | 1CENTRAL | 35.0805 | -81.5419 | 1
307250 |  |  | 1BUS 307250 | 44 | SERC
307251 |  |  | 1BUS 307251 | 44 | SERC
307252 |  |  | 1BUS 307252 | 44 | SERC
307253 |  |  | 1BUS 307253 | 44 | SERC | 1PISGAH | 35.2538 | -82.6825 | 2
307254 |  |  | 1BUS 307254 | 44 | SERC | 1GRENVIL | 34.8647 | -82.4222 | 1
307255 |  |  | 1BUS 307255 | 44 | SERC | 1TIGER | 34.9531 | -82.1556 | 2
307256 | 35.7876 | -80.46 | 1BUS 307256 | 44 | SERC | X | X | X | 0 | Yes
307257 |  |  | 1BUS 307257 | 44 | SERC | 1OAKVALE | 34.595 | -81.7033 | 2
307259 |  |  | 1BUS 307259 | 44 | SERC | 1HORSHOE | 35.3418 | -82.4688 | 1
307260 |  |  | 1BUS 307260 | 44 | SERC | 1EASLEY | 34.8255 | -82.6089 | 2
307261 |  |  | 1BUS 307261 | 44 | SERC | 1EASLEY | 34.8255 | -82.6089 | 1
307262 |  |  | 1BUS 307262 | 44 | SERC
307263 |  |  | 1BUS 307263 | 44 | SERC
307264 |  |  | 1BUS 307264 | 44 | SERC | 1REEDY R | 35.17 | -81.3445 | 1
307265 |  |  | 1BUS 307265 | 44 | SERC
307266 |  |  | 1BUS 307266 | 44 | SERC | 1REEDY R | 35.17 | -81.3445 | 1
307267 |  |  | 1BUS 307267 | 44 | SERC | 1N GVLE | 34.8902 | -82.4376 | 2
307268 |  |  | 1BUS 307268 | 44 | SERC | 1N GVLE | 34.8902 | -82.4376 | 1
307269 |  |  | 1BUS 307269 | 44 | SERC | 1ROCHESTER | 34.5307 | -81.9248 | 2
307270 |  |  | 1BUS 307270 | 44 | SERC | 1ROCHESTER | 34.5307 | -81.9248 | 1
307271 |  |  | 1BUS 307271 | 44 | SERC | 1HNDRSNV | 35.2699 | -82.4067 | 1
307272 |  |  | 1BUS 307272 | 44 | SERC | 1SHADY G | 34.7608 | -82.4247 | 2
307277 |  |  | 1BUS 307277 | 44 | SERC
307278 |  |  | 1BUS 307278 | 44 | SERC | 1MARIETA | 35.0121 | -82.5065 | 2
307279 |  |  | 1BUS 307279 | 44 | SERC
307280 |  |  | 1BUS 307280 | 44 | SERC | 1HNDRSNV | 35.2699 | -82.4067 | 2
307281 |  |  | 1BUS 307281 | 44 | SERC | 1HNDRSNV | 35.2699 | -82.4067 | 2
307282 |  |  | 1BUS 307282 | 44 | SERC | 1OAKVALE | 34.595 | -81.7033 | 2
307285 |  |  | 1BUS 307285 | 44 | SERC
307286 |  |  | 1BUS 307286 | 44 | SERC | 1N GVLE | 34.8902 | -82.4376 | 1
307287 |  |  | 1BUS 307287 | 44 | SERC | 1EASLEY | 34.8255 | -82.6089 | 1
307288 |  |  | 1BUS 307288 | 44 | SERC
307289 |  |  | 1BUS 307289 | 44 | SERC
307290 |  |  | 1BUS 307290 | 44 | SERC | 1GRENVIL | 34.8647 | -82.4222 | 2
307291 |  |  | 1BUS 307291 | 44 | SERC | 1MARIETA | 35.0121 | -82.5065 | 2
307292 |  |  | 1BUS 307292 | 44 | SERC | 1CANE CK | 35.3398 | -81.1898 | 1
307293 |  |  | 1BUS 307293 | 44 | SERC
307294 |  |  | 1BUS 307294 | 44 | SERC
307295 |  |  | 1BUS 307295 | 44 | SERC
307296 |  |  | 1BUS 307296 | 44 | SERC
307297 |  |  | 1BUS 307297 | 44 | SERC
307298 |  |  | 1BUS 307298 | 44 | SERC
307299 |  |  | 1BUS 307299 | 44 | SERC
307300 |  |  | 1BUS 307300 | 44 | SERC | 1PICKENS | 35.1312 | -82.5069 | 2
307301 |  |  | 1BUS 307301 | 44 | SERC
307302 |  |  | 1BUS 307302 | 44 | SERC | 1HORSHOE | 35.3418 | -82.4688 | 2
307303 |  |  | 1BUS 307303 | 44 | SERC | 1PISGAH | 35.2538 | -82.6825 | 1
307304 |  |  | 1BUS 307304 | 44 | SERC | 1CAMPOBL | 35.1216 | -82.1628 | 1
307305 |  |  | 1BUS 307305 | 44 | SERC | 1REEDY R | 35.17 | -81.3445 | 2
307306 |  |  | 1BUS 307306 | 44 | SERC | 1OAKVALE | 34.595 | -81.7033 | 1
307307 |  |  | 1BUS 307307 | 44 | SERC | 1REEDY R | 35.17 | -81.3445 | 2
307310 |  |  | 1BUS 307310 | 44 | SERC | 1PICKENS | 35.1312 | -82.5069 | 1
307311 |  |  | 1BUS 307311 | 44 | SERC | 1CORONAC | 34.2689 | -82.1213 | 1
307313 |  |  | 1BUS 307313 | 44 | SERC
307314 |  |  | 1BUS 307314 | 44 | SERC
307315 |  |  | 1BUS 307315 | 44 | SERC
307316 |  |  | 1BUS 307316 | 44 | SERC | 1TURNER | 35.3348 | -82.1863 | 1
307317 |  |  | 1BUS 307317 | 44 | SERC
307318 |  |  | 1BUS 307318 | 44 | SERC
307319 |  |  | 1BUS 307319 | 44 | SERC | 1CENTRAL | 35.0805 | -81.5419 | 1
307322 |  |  | 1BUS 307322 | 44 | SERC | 1MARIETA | 35.0121 | -82.5065 | 1
307324 |  |  | 1BUS 307324 | 44 | SERC
307325 |  |  | 1BUS 307325 | 44 | SERC
307326 |  |  | 1BUS 307326 | 44 | SERC | 1SHADY G | 34.7608 | -82.4247 | 1
307327 |  |  | 1BUS 307327 | 44 | SERC
307329 |  |  | 1BUS 307329 | 44 | SERC | 1SENECA | 34.6892 | -82.9711 | 2
307330 |  |  | 1BUS 307330 | 44 | SERC | 1N GVLE | 34.8902 | -82.4376 | 2
307332 |  |  | 1BUS 307332 | 44 | SERC | 1PICKENS | 35.1312 | -82.5069 | 2
307334 |  |  | 1BUS 307334 | 44 | SERC | 1SHADY G | 34.7608 | -82.4247 | 2
307337 |  |  | 1BUS 307337 | 44 | SERC
307338 |  |  | 1BUS 307338 | 44 | SERC | 1SHADY G | 34.7608 | -82.4247 | 2
307339 |  |  | 1BUS 307339 | 44 | SERC
307340 |  |  | 1BUS 307340 | 44 | SERC
307341 |  |  | 1BUS 307341 | 44 | SERC | 1CAMPOBL | 35.1216 | -82.1628 | 1
307342 |  |  | 1BUS 307342 | 44 | SERC
307343 |  |  | 1BUS 307343 | 44 | SERC | 1CAMPOBL | 35.1216 | -82.1628 | 1
307344 |  |  | 1BUS 307344 | 44 | SERC | 1TUXEDO | 35.245 | -82.3896 | 1
307345 |  |  | 1BUS 307345 | 44 | SERC | 1OAKVALE | 34.595 | -81.7033 | 1
307347 |  |  | 1BUS 307347 | 44 | SERC | 1HNDRSNV | 35.2699 | -82.4067 | 1
307348 |  |  | 1BUS 307348 | 44 | SERC
307349 |  |  | 1BUS 307349 | 44 | SERC
307351 |  |  | 1BUS 307351 | 44 | SERC
307352 |  |  | 1BUS 307352 | 44 | SERC
307353 |  |  | 1BUS 307353 | 44 | SERC | 1N GVLE | 34.8902 | -82.4376 | 2
307354 |  |  | 1BUS 307354 | 44 | SERC | 1PISGAH | 35.2538 | -82.6825 | 2
307356 |  |  | 1BUS 307356 | 44 | SERC | 1CANE CK | 35.3398 | -81.1898 | 1
307357 |  |  | 1BUS 307357 | 44 | SERC
307358 |  |  | 1BUS 307358 | 44 | SERC
307359 |  |  | 1BUS 307359 | 44 | SERC
307360 |  |  | 1BUS 307360 | 44 | SERC | 1OAKVALE | 34.595 | -81.7033 | 1
307361 |  |  | 1BUS 307361 | 44 | SERC | 1OAKVALE | 34.595 | -81.7033 | 2
307362 |  |  | 1BUS 307362 | 44 | SERC | 1OAKVALE | 34.595 | -81.7033 | 2
307363 |  |  | 1BUS 307363 | 44 | SERC
307364 |  |  | 1BUS 307364 | 44 | SERC | 1REEDY R | 35.17 | -81.3445 | 2
307365 |  |  | 1BUS 307365 | 44 | SERC | 1CANE CK | 35.3398 | -81.1898 | 2
307366 |  |  | 1BUS 307366 | 44 | SERC | 1OAKVALE | 34.595 | -81.7033 | 2
307368 |  |  | 1BUS 307368 | 44 | SERC | 1GRENVIL | 34.8647 | -82.4222 | 1
307369 |  |  | 1BUS 307369 | 44 | SERC | 1SHADY G | 34.7608 | -82.4247 | 2
307374 |  |  | 1BUS 307374 | 44 | SERC | 1SHADY G | 34.7608 | -82.4247 | 1
307375 |  |  | 1BUS 307375 | 44 | SERC | 1SHADY G | 34.7608 | -82.4247 | 2
307376 |  |  | 1BUS 307376 | 44 | SERC | 1GRENVIL | 34.8647 | -82.4222 | 2
307377 |  |  | 1BUS 307377 | 44 | SERC
307378 |  |  | 1BUS 307378 | 44 | SERC | 1BUZARDR | 34.1722 | -81.9114 | 1
307379 |  |  | 1BUS 307379 | 44 | SERC | 1INMAN | 35.0077 | -82.0666 | 1
307380 |  |  | 1BUS 307380 | 44 | SERC | 1HORSHOE | 35.3418 | -82.4688 | 1
307381 |  |  | 1BUS 307381 | 44 | SERC | 1CAMPOBL | 35.1216 | -82.1628 | 2
307383 |  |  | 1BUS 307383 | 24.9 | SERC | 1NEWBERY | 35.6763 | -81.9938 | 1
307384 |  |  | 1BUS 307384 | 24.9 | SERC | 1NEWBERY | 35.6763 | -81.9938 | 2
307386 |  |  | 1BUS 307386 | 44 | SERC
307387 |  |  | 1BUS 307387 | 24.9 | SERC | 1NEWBERY | 35.6763 | -81.9938 | 1
307388 |  |  | 1BUS 307388 | 24.9 | SERC | 1NEWBERY | 35.6763 | -81.9938 | 2
307389 |  |  | 1BUS 307389 | 44 | SERC | 1INMAN | 35.0077 | -82.0666 | 2
307390 |  |  | 1BUS 307390 | 24.9 | SERC | 1NEWBERY | 35.6763 | -81.9938 | 1
307392 |  |  | 1BUS 307392 | 44 | SERC
307393 |  |  | 1BUS 307393 | 44 | SERC | 1FAIRVEW | 35.3493 | -81.895 | 1
307394 |  |  | 1BUS 307394 | 44 | SERC | 1BLACKBG | 35.1349 | -81.5132 | 1
307395 |  |  | 1BUS 307395 | 44 | SERC
307396 |  |  | 1BUS 307396 | 44 | SERC | 1BELTON | 35.3997 | -81.176 | 1
307397 |  |  | 1BUS 307397 | 44 | SERC | 1E SPTBG | 34.96 | -81.91 | 1
307398 |  |  | 1BUS 307398 | 44 | SERC | 1PINK HL | 35.6563 | -80.919 | 2
307399 |  |  | 1BUS 307399 | 44 | SERC
307401 |  |  | 1BUS 307401 | 44 | SERC | 1LAURENS | 34.5107 | -82.0017 | 1
307402 |  |  | 1BUS 307402 | 44 | SERC | 1GSTON S | 35.1383 | -81.5972 | 2
307403 |  |  | 1BUS 307403 | 44 | SERC | 1GSTON S | 35.1383 | -81.5972 | 1
307404 |  |  | 1BUS 307404 | 44 | SERC | 1INMAN | 35.0077 | -82.0666 | 1
307405 |  |  | 1BUS 307405 | 44 | SERC | 1BLACKBG | 35.1349 | -81.5132 | 2
307406 |  |  | 1BUS 307406 | 44 | SERC | 1PEACH V | 35.0063 | -81.8961 | 2
307407 |  |  | 1BUS 307407 | 44 | SERC
307408 |  |  | 1BUS 307408 | 44 | SERC | 1CAMPOBL | 35.1216 | -82.1628 | 1
307409 |  |  | 1BUS 307409 | 44 | SERC | 1NINE 9 | 35.0317 | -81.4929 | 1
307410 |  |  | 1BUS 307410 | 44 | SERC | 1GAFFNEY | 35.0731 | -81.6218 | 1
307411 |  |  | 1BUS 307411 | 44 | SERC | 1INMAN | 35.0077 | -82.0666 | 1
307412 |  |  | 1BUS 307412 | 44 | SERC | 1BLACKBG | 35.1349 | -81.5132 | 1
307413 |  |  | 1BUS 307413 | 44 | SERC | 1GAFFNEY | 35.0731 | -81.6218 | 1
307414 |  |  | 1BUS 307414 | 44 | SERC | 1GAFFNEY | 35.0731 | -81.6218 | 2
307415 |  |  | 1BUS 307415 | 44 | SERC
307417 |  |  | 1BUS 307417 | 44 | SERC | 1PINK HL | 35.6563 | -80.919 | 1
307418 |  |  | 1BUS 307418 | 44 | SERC
307419 |  |  | 1BUS 307419 | 44 | SERC | 1LAWSONF | 35.2736 | -81.5423 | 1
307420 |  |  | 1BUS 307420 | 44 | SERC
307421 |  |  | 1BUS 307421 | 44 | SERC | 1GAFFNEY | 35.0731 | -81.6218 | 1
307422 |  |  | 1BUS 307422 | 44 | SERC
307423 |  |  | 1BUS 307423 | 44 | SERC | 1NINE 9 | 35.0317 | -81.4929 | 2
307424 |  |  | 1BUS 307424 | 44 | SERC | 1NINE 9 | 35.0317 | -81.4929 | 1
307426 |  |  | 1BUS 307426 | 44 | SERC | 1CHESNEE | 35.1413 | -81.8722 | 2
307427 | 35.1413 | -81.8722 | 1BUS 307427 | 44 | SERC | X | X | X | 0 | Yes
307428 |  |  | 1BUS 307428 | 44 | SERC
307429 |  |  | 1BUS 307429 | 44 | SERC | 1FAIRVEW | 35.3493 | -81.895 | 2
307430 |  |  | 1BUS 307430 | 44 | SERC | 1CLIFTRT | 35.2197 | -81.7674 | 1
307435 |  |  | 1BUS 307435 | 44 | SERC
307437 |  |  | 1BUS 307437 | 44 | SERC | 1CLIFTRT | 35.2197 | -81.7674 | 2
307438 |  |  | 1BUS 307438 | 44 | SERC
307439 |  |  | 1BUS 307439 | 44 | SERC
307440 |  |  | 1BUS 307440 | 44 | SERC
307441 |  |  | 1BUS 307441 | 44 | SERC
307444 |  |  | 1BUS 307444 | 44 | SERC | 1PINK HL | 35.6563 | -80.919 | 1
307445 |  |  | 1BUS 307445 | 44 | SERC
307446 |  |  | 1BUS 307446 | 44 | SERC | 1W SPTBG | 34.96 | -81.91 | 1
307448 |  |  | 1BUS 307448 | 44 | SERC
307449 |  |  | 1BUS 307449 | 44 | SERC | 1TIGER | 34.9531 | -82.1556 | 1
307451 |  |  | 1BUS 307451 | 44 | SERC | 1HORSHOE | 35.3418 | -82.4688 | 2
307452 |  |  | 1BUS 307452 | 44 | SERC | 1FAIRVEW | 35.3493 | -81.895 | 1
307453 |  |  | 1BUS 307453 | 44 | SERC | 1FAIRVEW | 35.3493 | -81.895 | 2
307454 |  |  | 1BUS 307454 | 44 | SERC
307455 |  |  | 1BUS 307455 | 44 | SERC | 1WOODRUF | 34.7344 | -82.0522 | 1
307456 |  |  | 1BUS 307456 | 44 | SERC
307457 |  |  | 1BUS 307457 | 44 | SERC | 1TIGER | 34.9531 | -82.1556 | 2
307458 |  |  | 1BUS 307458 | 44 | SERC | 1W SPTBG | 34.96 | -81.91 | 2
307461 |  |  | 1BUS 307461 | 44 | SERC | 1FAIRVEW | 35.3493 | -81.895 | 1
307462 |  |  | 1BUS 307462 | 44 | SERC | 1FAIRVEW | 35.3493 | -81.895 | 2
307463 |  |  | 1BUS 307463 | 44 | SERC | 1FAIRVEW | 35.3493 | -81.895 | 1
307464 |  |  | 1BUS 307464 | 44 | SERC | 1FAIRVEW | 35.3493 | -81.895 | 2
307467 |  |  | 1BUS 307467 | 44 | SERC
307468 |  |  | 1BUS 307468 | 44 | SERC
307469 |  |  | 1BUS 307469 | 44 | SERC
307470 |  |  | 1BUS 307470 | 44 | SERC | 1E SPTBG | 34.96 | -81.91 | 1
307471 |  |  | 1BUS 307471 | 44 | SERC
307473 |  |  | 1BUS 307473 | 44 | SERC | 1E SPTBG | 34.96 | -81.91 | 2
307474 |  |  | 1BUS 307474 | 44 | SERC | 1GAFFNEY | 35.0731 | -81.6218 | 2
307476 |  |  | 1BUS 307476 | 44 | SERC
307477 |  |  | 1BUS 307477 | 44 | SERC
307478 |  |  | 1BUS 307478 | 44 | SERC | 1INMAN | 35.0077 | -82.0666 | 2
307480 |  |  | 1BUS 307480 | 44 | SERC | 1CAMPOBL | 35.1216 | -82.1628 | 1
307481 |  |  | 1BUS 307481 | 44 | SERC | 1INMAN | 35.0077 | -82.0666 | 1
307482 |  |  | 1BUS 307482 | 44 | SERC | 1LAWSONF | 35.2736 | -81.5423 | 1
307483 |  |  | 1BUS 307483 | 44 | SERC | 1WOODRUF | 34.7344 | -82.0522 | 2
307484 |  |  | 1BUS 307484 | 44 | SERC
307486 |  |  | 1BUS 307486 | 44 | SERC | 1WOODRUF | 34.7344 | -82.0522 | 2
307488 |  |  | 1BUS 307488 | 44 | SERC | 1GSTON S | 35.1383 | -81.5972 | 1
307489 |  |  | 1BUS 307489 | 44 | SERC | 1TURNER | 35.3348 | -82.1863 | 1
307490 |  |  | 1BUS 307490 | 44 | SERC
307491 |  |  | 1BUS 307491 | 44 | SERC | 1LAURENS | 34.5107 | -82.0017 | 1
307492 |  |  | 1BUS 307492 | 44 | SERC | 1LAURENS | 34.5107 | -82.0017 | 2
307493 |  |  | 1BUS 307493 | 44 | SERC | 1CLINTON | 34.453 | -81.9005 | 1
307494 |  |  | 1BUS 307494 | 44 | SERC | 1LAURENS | 34.5107 | -82.0017 | 2
307495 |  |  | 1BUS 307495 | 44 | SERC | 1CORONAC | 34.2689 | -82.1213 | 1
307496 |  |  | 1BUS 307496 | 44 | SERC | 1BUS 307094 | 34.4069 | -81.8266 | 2
307497 |  |  | 1BUS 307497 | 44 | SERC | 1BUS 307094 | 34.4069 | -81.8266 | 1
307498 |  |  | 1BUS 307498 | 44 | SERC
307499 |  |  | 1BUS 307499 | 44 | SERC
307500 |  |  | 1BUS 307500 | 44 | SERC
307501 |  |  | 1BUS 307501 | 44 | SERC | 1E SPTBG | 34.96 | -81.91 | 2
307502 |  |  | 1BUS 307502 | 44 | SERC | 1LAURENS | 34.5107 | -82.0017 | 2
307505 |  |  | 1BUS 307505 | 44 | SERC
307506 |  |  | 1BUS 307506 | 44 | SERC | 1E SPTBG | 34.96 | -81.91 | 1
307509 |  |  | 1BUS 307509 | 44 | SERC | 1GAFFNEY | 35.0731 | -81.6218 | 2
307512 |  |  | 1BUS 307512 | 44 | SERC
307513 |  |  | 1BUS 307513 | 44 | SERC | 1GSTON S | 35.1383 | -81.5972 | 2
307514 |  |  | 1BUS 307514 | 44 | SERC
307515 |  |  | 1BUS 307515 | 44 | SERC | 1W SPTBG | 34.96 | -81.91 | 1
307516 |  |  | 1BUS 307516 | 44 | SERC
307517 |  |  | 1BUS 307517 | 44 | SERC
307518 |  |  | 1BUS 307518 | 44 | SERC | 1CAMPOBL | 35.1216 | -82.1628 | 1
307519 |  |  | 1BUS 307519 | 44 | SERC
307520 |  |  | 1BUS 307520 | 44 | SERC
307522 |  |  | 1BUS 307522 | 44 | SERC
307523 |  |  | 1BUS 307523 | 44 | SERC | 1PINK HL | 35.6563 | -80.919 | 1
307528 |  |  | 1BUS 307528 | 44 | SERC
307529 |  |  | 1BUS 307529 | 44 | SERC
307530 |  |  | 1BUS 307530 | 44 | SERC
307531 |  |  | 1BUS 307531 | 44 | SERC
307532 |  |  | 1BUS 307532 | 44 | SERC | 1AYRSHIRE | 35.262 | -81.5391 | 1
307533 |  |  | 1BUS 307533 | 44 | SERC
307534 |  |  | 1BUS 307534 | 44 | SERC
307535 |  |  | 1BUS 307535 | 44 | SERC
307536 |  |  | 1BUS 307536 | 44 | SERC | 1HORSHOE | 35.3418 | -82.4688 | 2
307537 |  |  | 1BUS 307537 | 44 | SERC | 1CAMPOBL | 35.1216 | -82.1628 | 2
307540 |  |  | 1BUS 307540 | 44 | SERC
307541 |  |  | 1BUS 307541 | 44 | SERC | 1PINK HL | 35.6563 | -80.919 | 2
307543 |  |  | 1BUS 307543 | 44 | SERC
307544 |  |  | 1BUS 307544 | 44 | SERC | 1WOODRUF | 34.7344 | -82.0522 | 1
307545 |  |  | 1BUS 307545 | 44 | SERC
307546 |  |  | 1BUS 307546 | 44 | SERC
307547 |  |  | 1BUS 307547 | 44 | SERC
307549 |  |  | 1BUS 307549 | 44 | SERC
307552 |  |  | 1BUS 307552 | 44 | SERC
307553 |  |  | 1BUS 307553 | 44 | SERC | 1TUXEDO | 35.245 | -82.3896 | 1
307554 |  |  | 1BUS 307554 | 44 | SERC | 1PEACH V | 35.0063 | -81.8961 | 1
307556 |  |  | 1BUS 307556 | 44 | SERC
307557 |  |  | 1BUS 307557 | 44 | SERC
307558 |  |  | 1BUS 307558 | 44 | SERC | 1TURNER | 35.3348 | -82.1863 | 1
307559 |  |  | 1BUS 307559 | 44 | SERC | 1CAMPOBL | 35.1216 | -82.1628 | 2
307560 |  |  | 1BUS 307560 | 44 | SERC | 1FAIRVEW | 35.3493 | -81.895 | 1
307561 |  |  | 1BUS 307561 | 44 | SERC | 1W SPTBG | 34.96 | -81.91 | 2
307562 |  |  | 1BUS 307562 | 44 | SERC | 1W SPTBG | 34.96 | -81.91 | 1
307563 |  |  | 1BUS 307563 | 44 | SERC | 1E SPTBG | 34.96 | -81.91 | 2
307564 |  |  | 1BUS 307564 | 44 | SERC | 1LAWSONF | 35.2736 | -81.5423 | 2
307567 |  |  | 1BUS 307567 | 44 | SERC
307568 |  |  | 1BUS 307568 | 44 | SERC
307569 |  |  | 1BUS 307569 | 44 | SERC | 1TIGER | 34.9531 | -82.1556 | 1
307570 |  |  | 1BUS 307570 | 44 | SERC
307571 |  |  | 1BUS 307571 | 44 | SERC
307572 |  |  | 1BUS 307572 | 44 | SERC | 1GAFFNEY | 35.0731 | -81.6218 | 2
307573 |  |  | 1BUS 307573 | 44 | SERC | 1GAFFNEY | 35.0731 | -81.6218 | 1
307575 |  |  | 1BUS 307575 | 44 | SERC
307576 |  |  | 1BUS 307576 | 44 | SERC
307577 |  |  | 1BUS 307577 | 44 | SERC | 1GAFFNEY | 35.0731 | -81.6218 | 1
307578 |  |  | 1BUS 307578 | 44 | SERC
307579 |  |  | 1BUS 307579 | 44 | SERC
307580 |  |  | 1BUS 307580 | 44 | SERC | 1CHESNEE | 35.1413 | -81.8722 | 2
307581 |  |  | 1BUS 307581 | 44 | SERC
307582 |  |  | 1BUS 307582 | 44 | SERC
307584 |  |  | 1BUS 307584 | 44 | SERC | 1TURNER | 35.3348 | -82.1863 | 2
307585 |  |  | 1BUS 307585 | 44 | SERC | 1TURNER | 35.3348 | -82.1863 | 1
307586 |  |  | 1BUS 307586 | 44 | SERC
307587 |  |  | 1BUS 307587 | 44 | SERC | 1W SPTBG | 34.96 | -81.91 | 2
307588 | 34.96 | -81.91 | 1BUS 307588 | 44 | SERC | X | X | X | 0 | Yes
307589 |  |  | 1BUS 307589 | 44 | SERC | 1W SPTBG | 34.96 | -81.91 | 2
307590 |  |  | 1BUS 307590 | 44 | SERC | 1BLACKBG | 35.1349 | -81.5132 | 1
307591 |  |  | 1BUS 307591 | 44 | SERC
307592 |  |  | 1BUS 307592 | 44 | SERC | 1PEACH V | 35.0063 | -81.8961 | 2
307593 |  |  | 1BUS 307593 | 44 | SERC | 1GAFFNEY | 35.0731 | -81.6218 | 2
307594 |  |  | 1BUS 307594 | 44 | SERC | 1PEACH V | 35.0063 | -81.8961 | 1
307595 |  |  | 1BUS 307595 | 44 | SERC
307596 |  |  | 1BUS 307596 | 44 | SERC
307597 |  |  | 1BUS 307597 | 44 | SERC | 1CLINTON | 34.453 | -81.9005 | 1
307598 |  |  | 1BUS 307598 | 44 | SERC | 1CAMPOBL | 35.1216 | -82.1628 | 2
307602 |  |  | 1BUS 307602 | 44 | SERC
307603 |  |  | 1BUS 307603 | 44 | SERC | 1LAWSONF | 35.2736 | -81.5423 | 2
307605 |  |  | 1BUS 307605 | 44 | SERC | 1PINK HL | 35.6563 | -80.919 | 2
307606 |  |  | 1BUS 307606 | 44 | SERC | 1LAWSONF | 35.2736 | -81.5423 | 2
307607 |  |  | 1BUS 307607 | 44 | SERC | 1WOODRUF | 34.7344 | -82.0522 | 1
307612 |  |  | 1BUS 307612 | 44 | SERC
307615 |  |  | 1BUS 307615 | 44 | SERC
307616 |  |  | 1BUS 307616 | 44 | SERC
307619 |  |  | 1BUS 307619 | 44 | SERC | 1CLOVER | 35.1032 | -81.1879 | 1
307620 |  |  | 1BUS 307620 | 44 | SERC | 1ACRERCK | 35.3187 | -81.1519 | 2
307621 |  |  | 1BUS 307621 | 44 | SERC | 1PEACH V | 35.0063 | -81.8961 | 2
307622 |  |  | 1BUS 307622 | 44 | SERC | 1LAWSONF | 35.2736 | -81.5423 | 1
307623 |  |  | 1BUS 307623 | 44 | SERC
307624 |  |  | 1BUS 307624 | 44 | SERC | 1HILLTOP | 35.3123 | -80.9361 | 2
307625 |  |  | 1BUS 307625 | 44 | SERC
307626 |  |  | 1BUS 307626 | 44 | SERC | 1HILLTOP | 35.3123 | -80.9361 | 2
307627 |  |  | 1BUS 307627 | 44 | SERC
307628 |  |  | 1BUS 307628 | 44 | SERC
307629 |  |  | 1BUS 307629 | 44 | SERC
307630 | 34.8244 | -81.4239 | 1BUS 307630 | 44 | SERC | X | X | X | 0 | Yes
307632 | 35.3187 | -81.1519 | 1BUS 307632 | 44 | SERC | X | X | X | 0 | Yes
307633 |  |  | 1BUS 307633 | 44 | SERC | 1NEWPORT | 34.9975 | -81.122 | 2
307634 |  |  | 1BUS 307634 | 44 | SERC | 1BELMONT | 34.8244 | -81.4239 | 2
307635 |  |  | 1BUS 307635 | 44 | SERC
307636 |  |  | 1BUS 307636 | 44 | SERC | 1MCADNVL | 35.2685 | -81.083 | 1
307637 |  |  | 1BUS 307637 | 44 | SERC | 1CHERYVL | 35.3721 | -81.3909 | 2
307638 |  |  | 1BUS 307638 | 44 | SERC | 1NINE 9 | 35.0317 | -81.4929 | 1
307640 |  |  | 1BUS 307640 | 44 | SERC
307641 |  |  | 1BUS 307641 | 44 | SERC
307642 |  |  | 1BUS 307642 | 44 | SERC
307643 |  |  | 1BUS 307643 | 44 | SERC
307644 |  |  | 1BUS 307644 | 44 | SERC
307645 |  |  | 1BUS 307645 | 44 | SERC
307646 |  |  | 1BUS 307646 | 44 | SERC
307647 |  |  | 1BUS 307647 | 44 | SERC | 1VANWYCK | 35.0911 | -80.859 | 2
307648 |  |  | 1BUS 307648 | 44 | SERC | 1PEACOCK | 35.2433 | -81.1816 | 2
307649 |  |  | 1BUS 307649 | 44 | SERC | 1CLOVER | 35.1032 | -81.1879 | 1
307650 |  |  | 1BUS 307650 | 44 | SERC
307651 |  |  | 1BUS 307651 | 44 | SERC | 1SHELBY | 35.257 | -81.5441 | 2
307653 |  |  | 1BUS 307653 | 44 | SERC | 1HILLTOP | 35.3123 | -80.9361 | 1
307654 |  |  | 1BUS 307654 | 44 | SERC
307655 |  |  | 1BUS 307655 | 44 | SERC | 1CLOVER | 35.1032 | -81.1879 | 1
307656 |  |  | 1BUS 307656 | 44 | SERC
307657 |  |  | 1BUS 307657 | 44 | SERC
307659 |  |  | 1BUS 307659 | 44 | SERC | 1BELMONT | 34.8244 | -81.4239 | 1
307660 |  |  | 1BUS 307660 | 44 | SERC | 1CHERYVL | 35.3721 | -81.3909 | 2
307661 |  |  | 1BUS 307661 | 44 | SERC
307662 |  |  | 1BUS 307662 | 44 | SERC | 1BELMONT | 34.8244 | -81.4239 | 2
307664 |  |  | 1BUS 307664 | 44 | SERC
307665 |  |  | 1BUS 307665 | 44 | SERC | 1CHERYVL | 35.3721 | -81.3909 | 1
307666 |  |  | 1BUS 307666 | 44 | SERC | 1ACRERCK | 35.3187 | -81.1519 | 2
307667 |  |  | 1BUS 307667 | 44 | SERC | 1ACRERCK | 35.3187 | -81.1519 | 1
307668 |  |  | 1BUS 307668 | 44 | SERC
307670 |  |  | 1BUS 307670 | 44 | SERC | 1CHERYVL | 35.3721 | -81.3909 | 2
307671 |  |  | 1BUS 307671 | 44 | SERC
307673 |  |  | 1BUS 307673 | 44 | SERC
307674 |  |  | 1BUS 307674 | 44 | SERC
307675 |  |  | 1BUS 307675 | 44 | SERC | 1LANCSTR | 34.7087 | -80.7834 | 2
307676 |  |  | 1BUS 307676 | 44 | SERC | 1SHELBY | 35.257 | -81.5441 | 2
307677 |  |  | 1BUS 307677 | 44 | SERC | 1MCADNVL | 35.2685 | -81.083 | 1
307678 |  |  | 1BUS 307678 | 44 | SERC | 1DIXIE | 35.3305 | -80.9672 | 1
307679 |  |  | 1BUS 307679 | 44 | SERC | 1LANCSTR | 34.7087 | -80.7834 | 1
307680 |  |  | 1BUS 307680 | 44 | SERC | 1LANCSTR | 34.7087 | -80.7834 | 1
307681 |  |  | 1BUS 307681 | 44 | SERC | 1LANCSTR | 34.7087 | -80.7834 | 2
307682 |  |  | 1BUS 307682 | 44 | SERC | 1SHELBY | 35.257 | -81.5441 | 1
307683 |  |  | 1BUS 307683 | 44 | SERC | 1BLACKBG | 35.1349 | -81.5132 | 2
307684 |  |  | 1BUS 307684 | 44 | SERC | 1PEACOCK | 35.2433 | -81.1816 | 2
307685 |  |  | 1BUS 307685 | 44 | SERC
307686 |  |  | 1BUS 307686 | 44 | SERC
307687 |  |  | 1BUS 307687 | 44 | SERC | 1ACRERCK | 35.3187 | -81.1519 | 2
307688 |  |  | 1BUS 307688 | 44 | SERC | 1GTFALL2 | 34.5589 | -80.8932 | 2
307689 |  |  | 1BUS 307689 | 44 | SERC | 1SHELBY | 35.257 | -81.5441 | 2
307691 |  |  | 1BUS 307691 | 44 | SERC
307693 |  |  | 1BUS 307693 | 44 | SERC
307694 |  |  | 1BUS 307694 | 44 | SERC | 1MCADNVL | 35.2685 | -81.083 | 2
307695 |  |  | 1BUS 307695 | 44 | SERC | 1GTFALL2 | 34.5589 | -80.8932 | 1
307696 |  |  | 1BUS 307696 | 44 | SERC
307697 |  |  | 1BUS 307697 | 44 | SERC
307698 |  |  | 1BUS 307698 | 44 | SERC
307699 |  |  | 1BUS 307699 | 44 | SERC
307700 |  |  | 1BUS 307700 | 44 | SERC
307703 |  |  | 1BUS 307703 | 44 | SERC
307704 |  |  | 1BUS 307704 | 44 | SERC | 1HILLTOP | 35.3123 | -80.9361 | 1
307705 |  |  | 1BUS 307705 | 44 | SERC | 1LANCSTR | 34.7087 | -80.7834 | 2
307706 |  |  | 1BUS 307706 | 44 | SERC | 1GTFALL2 | 34.5589 | -80.8932 | 1
307707 |  |  | 1BUS 307707 | 44 | SERC | 1BELMONT | 34.8244 | -81.4239 | 1
307708 |  |  | 1BUS 307708 | 44 | SERC | 1HGHSHLPV | 35.4792 | -81.2325 | 1
307710 |  |  | 1BUS 307710 | 44 | SERC
307711 |  |  | 1BUS 307711 | 44 | SERC | 1HILLTOP | 35.3123 | -80.9361 | 1
307712 |  |  | 1BUS 307712 | 44 | SERC | 1WYLIE | 35.0247 | -81.0079 | 1
307713 |  |  | 1BUS 307713 | 44 | SERC
307715 |  |  | 1BUS 307715 | 44 | SERC
307716 |  |  | 1BUS 307716 | 44 | SERC
307717 |  |  | 1BUS 307717 | 44 | SERC | 1DIXIE | 35.3305 | -80.9672 | 2
307718 |  |  | 1BUS 307718 | 44 | SERC | 1AYRSHIRE | 35.262 | -81.5391 | 1
307719 |  |  | 1BUS 307719 | 44 | SERC | 1NEWPORT | 34.9975 | -81.122 | 2
307720 |  |  | 1BUS 307720 | 44 | SERC
307721 |  |  | 1BUS 307721 | 44 | SERC | 1NINE 9 | 35.0317 | -81.4929 | 2
307722 |  |  | 1BUS 307722 | 44 | SERC | 1HILLTOP | 35.3123 | -80.9361 | 2
307724 |  |  | 1BUS 307724 | 44 | SERC
307727 |  |  | 1BUS 307727 | 44 | SERC | 1GTFALL2 | 34.5589 | -80.8932 | 1
307728 |  |  | 1BUS 307728 | 44 | SERC | 1 WALK | 34.7918 | -80.9506 | 2
307729 |  |  | 1BUS 307729 | 44 | SERC
307730 |  |  | 1BUS 307730 | 44 | SERC | 1PEACOCK | 35.2433 | -81.1816 | 2
307731 |  |  | 1BUS 307731 | 44 | SERC | 1HILLTOP | 35.3123 | -80.9361 | 1
307732 |  |  | 1BUS 307732 | 44 | SERC | 1HILLTOP | 35.3123 | -80.9361 | 2
307733 |  |  | 1BUS 307733 | 44 | SERC | 1GTFALL2 | 34.5589 | -80.8932 | 2
307734 |  |  | 1BUS 307734 | 44 | SERC | 1PEACOCK | 35.2433 | -81.1816 | 2
307735 |  |  | 1BUS 307735 | 44 | SERC
307736 |  |  | 1BUS 307736 | 44 | SERC | 1NINE 9 | 35.0317 | -81.4929 | 2
307737 |  |  | 1BUS 307737 | 44 | SERC
307738 |  |  | 1BUS 307738 | 44 | SERC
307739 |  |  | 1BUS 307739 | 44 | SERC
307740 |  |  | 1BUS 307740 | 44 | SERC
307741 |  |  | 1BUS 307741 | 44 | SERC | 1DIXIE | 35.3305 | -80.9672 | 2
307742 |  |  | 1BUS 307742 | 44 | SERC | 1BELMONT | 34.8244 | -81.4239 | 2
307743 |  |  | 1BUS 307743 | 44 | SERC | 1BELMONT | 34.8244 | -81.4239 | 1
307745 |  |  | 1BUS 307745 | 44 | SERC | 1HGHSHLPV | 35.4792 | -81.2325 | 1
307746 |  |  | 1BUS 307746 | 44 | SERC
307750 |  |  | 1BUS 307750 | 44 | SERC | 1GTFALL2 | 34.5589 | -80.8932 | 1
307751 |  |  | 1BUS 307751 | 44 | SERC | 1HILLTOP | 35.3123 | -80.9361 | 2
307752 |  |  | 1BUS 307752 | 44 | SERC | 1PEACOCK | 35.2433 | -81.1816 | 2
307753 |  |  | 1BUS 307753 | 44 | SERC | 1PEACOCK | 35.2433 | -81.1816 | 1
307754 |  |  | 1BUS 307754 | 44 | SERC | 1MCADNVL | 35.2685 | -81.083 | 2
307755 |  |  | 1BUS 307755 | 44 | SERC | 1PEACOCK | 35.2433 | -81.1816 | 2
307756 |  |  | 1BUS 307756 | 44 | SERC
307758 |  |  | 1BUS 307758 | 44 | SERC
307759 |  |  | 1BUS 307759 | 44 | SERC | 1MCADNVL | 35.2685 | -81.083 | 1
307760 |  |  | 1BUS 307760 | 44 | SERC
307761 |  |  | 1BUS 307761 | 44 | SERC | 1MCADNVL | 35.2685 | -81.083 | 1
307762 |  |  | 1BUS 307762 | 44 | SERC
307763 |  |  | 1BUS 307763 | 44 | SERC
307764 |  |  | 1BUS 307764 | 44 | SERC | 1BELMONT | 34.8244 | -81.4239 | 2
307765 |  |  | 1BUS 307765 | 44 | SERC
307766 |  |  | 1BUS 307766 | 44 | SERC | 1VANWYCK | 35.0911 | -80.859 | 1
307767 |  |  | 1BUS 307767 | 44 | SERC | 1PEACOCK | 35.2433 | -81.1816 | 2
307768 |  |  | 1BUS 307768 | 44 | SERC
307770 |  |  | 1BUS 307770 | 44 | SERC | 1WYLIE | 35.0247 | -81.0079 | 1
307771 |  |  | 1BUS 307771 | 44 | SERC
307772 |  |  | 1BUS 307772 | 44 | SERC
307773 |  |  | 1BUS 307773 | 44 | SERC
307775 |  |  | 1BUS 307775 | 44 | SERC | 1MCADNVL | 35.2685 | -81.083 | 1
307776 |  |  | 1BUS 307776 | 44 | SERC
307777 |  |  | 1BUS 307777 | 44 | SERC
307778 | 35.3123 | -80.9361 | 1BUS 307778 | 44 | SERC | X | X | X | 0 | Yes
307779 |  |  | 1BUS 307779 | 44 | SERC | 1STONEW44 | 35.3597 | -80.9746 | 2
307782 |  |  | 1BUS 307782 | 44 | SERC
307783 | 35.3721 | -81.3909 | 1BUS 307783 | 44 | SERC | X | X | X | 0 | Yes
307785 |  |  | 1BUS 307785 | 44 | SERC | 1CLOVER | 35.1032 | -81.1879 | 2
307786 |  |  | 1BUS 307786 | 44 | SERC
307787 |  |  | 1BUS 307787 | 44 | SERC | 1PEACOCK | 35.2433 | -81.1816 | 2
307788 |  |  | 1BUS 307788 | 44 | SERC
307789 |  |  | 1BUS 307789 | 44 | SERC
307792 |  |  | 1BUS 307792 | 44 | SERC | 1SHELBY | 35.257 | -81.5441 | 1
307793 |  |  | 1BUS 307793 | 44 | SERC
307794 |  |  | 1BUS 307794 | 44 | SERC | 1SHELBY | 35.257 | -81.5441 | 2
307795 |  |  | 1BUS 307795 | 44 | SERC
307796 |  |  | 1BUS 307796 | 44 | SERC | 1MCADNVL | 35.2685 | -81.083 | 2
307797 |  |  | 1BUS 307797 | 44 | SERC
307798 |  |  | 1BUS 307798 | 44 | SERC | 1NINE 9 | 35.0317 | -81.4929 | 1
307799 |  |  | 1BUS 307799 | 44 | SERC | 1NINE 9 | 35.0317 | -81.4929 | 2
307800 |  |  | 1BUS 307800 | 44 | SERC | 1CLOVER | 35.1032 | -81.1879 | 2
307801 |  |  | 1BUS 307801 | 44 | SERC | 1HILLTOP | 35.3123 | -80.9361 | 1
307802 |  |  | 1BUS 307802 | 44 | SERC | 1WYLIE | 35.0247 | -81.0079 | 2
307803 |  |  | 1BUS 307803 | 44 | SERC
307804 |  |  | 1BUS 307804 | 44 | SERC
307805 |  |  | 1BUS 307805 | 44 | SERC | 1LANCASTERPV | 35.0911 | -80.859 | 2
307806 |  |  | 1BUS 307806 | 44 | SERC | 1NEWPORT | 34.9975 | -81.122 | 1
307807 |  |  | 1BUS 307807 | 44 | SERC
307808 |  |  | 1BUS 307808 | 44 | SERC | 1MCADNVL | 35.2685 | -81.083 | 2
307809 |  |  | 1BUS 307809 | 44 | SERC | 1MCADNVL | 35.2685 | -81.083 | 1
307810 |  |  | 1BUS 307810 | 44 | SERC | 1MCADNVL | 35.2685 | -81.083 | 1
307811 |  |  | 1BUS 307811 | 44 | SERC
307812 |  |  | 1BUS 307812 | 44 | SERC | 1BELMONT | 34.8244 | -81.4239 | 2
307813 |  |  | 1BUS 307813 | 44 | SERC | 1MCADNVL | 35.2685 | -81.083 | 2
307814 |  |  | 1BUS 307814 | 44 | SERC | 1WYLIE | 35.0247 | -81.0079 | 1
307815 |  |  | 1BUS 307815 | 44 | SERC | 1SHELBY | 35.257 | -81.5441 | 2
307816 |  |  | 1BUS 307816 | 44 | SERC | 1STONEW44 | 35.3597 | -80.9746 | 2
307817 |  |  | 1BUS 307817 | 44 | SERC | 1PEACOCK | 35.2433 | -81.1816 | 1
307818 |  |  | 1BUS 307818 | 44 | SERC | 1PEACOCK | 35.2433 | -81.1816 | 1
307820 |  |  | 1BUS 307820 | 44 | SERC | 1PEACOCK | 35.2433 | -81.1816 | 2
307821 |  |  | 1BUS 307821 | 44 | SERC
307822 |  |  | 1BUS 307822 | 44 | SERC | 1LANCSTR | 34.7087 | -80.7834 | 2
307823 |  |  | 1BUS 307823 | 44 | SERC | 1NEWPORT | 34.9975 | -81.122 | 1
307824 |  |  | 1BUS 307824 | 44 | SERC | 1PEACOCK | 35.2433 | -81.1816 | 1
307825 |  |  | 1BUS 307825 | 44 | SERC
307826 |  |  | 1BUS 307826 | 44 | SERC
307827 |  |  | 1BUS 307827 | 44 | SERC | 1MCADNVL | 35.2685 | -81.083 | 2
307828 |  |  | 1BUS 307828 | 44 | SERC | 1LANCASTERPV | 35.0911 | -80.859 | 1
307830 |  |  | 1BUS 307830 | 44 | SERC
307831 |  |  | 1BUS 307831 | 44 | SERC | 1BLACKBG | 35.1349 | -81.5132 | 1
307832 |  |  | 1BUS 307832 | 44 | SERC | 1CHERYVL | 35.3721 | -81.3909 | 1
307834 |  |  | 1BUS 307834 | 44 | SERC | 1ACRERCK | 35.3187 | -81.1519 | 2
307835 |  |  | 1BUS 307835 | 44 | SERC
307836 |  |  | 1BUS 307836 | 44 | SERC
307837 |  |  | 1BUS 307837 | 44 | SERC | 1DIXIE | 35.3305 | -80.9672 | 1
307838 |  |  | 1BUS 307838 | 44 | SERC | 1HGHSHLPV | 35.4792 | -81.2325 | 2
307841 |  |  | 1BUS 307841 | 44 | SERC | 1WYLIE | 35.0247 | -81.0079 | 1
307843 |  |  | 1BUS 307843 | 44 | SERC
307844 |  |  | 1BUS 307844 | 44 | SERC | 1CLOVER | 35.1032 | -81.1879 | 2
307845 |  |  | 1BUS 307845 | 44 | SERC
307848 |  |  | 1BUS 307848 | 44 | SERC
307849 |  |  | 1BUS 307849 | 44 | SERC | 1NEWPORT | 34.9975 | -81.122 | 1
307850 |  |  | 1BUS 307850 | 44 | SERC
307851 |  |  | 1BUS 307851 | 44 | SERC | 1VANWYCK | 35.0911 | -80.859 | 2
307852 |  |  | 1BUS 307852 | 44 | SERC | 1ABOTS C | 35.8249 | -80.2218 | 1
307865 |  |  | 1BUS 307865 | 44 | SERC | 1AYRSHIRE | 35.262 | -81.5391 | 2
307866 |  |  | 1BUS 307866 | 44 | SERC | 1MCADNVL | 35.2685 | -81.083 | 1
307867 |  |  | 1BUS 307867 | 44 | SERC
307869 |  |  | 1BUS 307869 | 44 | SERC
307870 |  |  | 1BUS 307870 | 44 | SERC
307871 |  |  | 1BUS 307871 | 44 | SERC | 1MCADNVL | 35.2685 | -81.083 | 2
307872 |  |  | 1BUS 307872 | 44 | SERC
307873 |  |  | 1BUS 307873 | 44 | SERC | 1MCADNVL | 35.2685 | -81.083 | 2
307874 |  |  | 1BUS 307874 | 44 | SERC | 1MCADNVL | 35.2685 | -81.083 | 1
307875 |  |  | 1BUS 307875 | 44 | SERC | 1ACRERCK | 35.3187 | -81.1519 | 1
307876 |  |  | 1BUS 307876 | 44 | SERC | 1 WALK | 34.7918 | -80.9506 | 1
307877 |  |  | 1BUS 307877 | 44 | SERC | 1NEWTON | 35.6725 | -80.6875 | 2
307878 |  |  | 1BUS 307878 | 44 | SERC
307880 |  |  | 1BUS 307880 | 44 | SERC | 1VALDESE | 35.7373 | -81.5429 | 2
307884 |  |  | 1BUS 307884 | 44 | SERC | 1 WALK | 34.7918 | -80.9506 | 1
307886 |  |  | 1BUS 307886 | 44 | SERC | 1CLOVER | 35.1032 | -81.1879 | 2
307888 |  |  | 1BUS 307888 | 44 | SERC
307889 |  |  | 1BUS 307889 | 44 | SERC | 1WYLIE | 35.0247 | -81.0079 | 2
307890 |  |  | 1BUS 307890 | 44 | SERC | 1WYLIE | 35.0247 | -81.0079 | 1
307891 |  |  | 1BUS 307891 | 44 | SERC
307893 |  |  | 1BUS 307893 | 44 | SERC
307894 |  |  | 1BUS 307894 | 44 | SERC | 1VALDESE | 35.7373 | -81.5429 | 1
307895 |  |  | 1BUS 307895 | 44 | SERC | 1VALDESE | 35.7373 | -81.5429 | 2
307896 |  |  | 1BUS 307896 | 44 | SERC
307897 |  |  | 1BUS 307897 | 44 | SERC
307898 |  |  | 1BUS 307898 | 44 | SERC
307899 |  |  | 1BUS 307899 | 44 | SERC
307900 |  |  | 1BUS 307900 | 44 | SERC | 1HICKORY | 35.7141 | -81.3411 | 1
307902 |  |  | 1BUS 307902 | 44 | SERC
307903 |  |  | 1BUS 307903 | 44 | SERC | 1RHODHIS | 35.7771 | -81.4359 | 2
307905 |  |  | 1BUS 307905 | 44 | SERC
307907 |  |  | 1BUS 307907 | 44 | SERC | 1MORGNTN | 35.2554 | -81.3229 | 2
307908 |  |  | 1BUS 307908 | 44 | SERC | 1BRGWATR | 35.7428 | -81.8369 | 2
307909 |  |  | 1BUS 307909 | 44 | SERC
307910 |  |  | 1BUS 307910 | 44 | SERC | 1MILLR H | 35.8905 | -81.5515 | 1
307911 |  |  | 1BUS 307911 | 44 | SERC | 1MILLR H | 35.8905 | -81.5515 | 2
307912 |  |  | 1BUS 307912 | 44 | SERC | 1MORGNTN | 35.2554 | -81.3229 | 1
307913 |  |  | 1BUS 307913 | 44 | SERC | 1HICKORY | 35.7141 | -81.3411 | 1
307914 |  |  | 1BUS 307914 | 44 | SERC | 1MILLR H | 35.8905 | -81.5515 | 1
307915 |  |  | 1BUS 307915 | 44 | SERC | 1BRGWATR | 35.7428 | -81.8369 | 1
307917 |  |  | 1BUS 307917 | 44 | SERC | 1MILLR H | 35.8905 | -81.5515 | 2
307918 |  |  | 1BUS 307918 | 44 | SERC
307919 |  |  | 1BUS 307919 | 44 | SERC
307920 |  |  | 1BUS 307920 | 44 | SERC | 1VALDESE | 35.7373 | -81.5429 | 1
307921 |  |  | 1BUS 307921 | 44 | SERC
307922 |  |  | 1BUS 307922 | 44 | SERC | 1MORGNTN | 35.2554 | -81.3229 | 2
307923 |  |  | 1BUS 307923 | 44 | SERC | 1NEWTON | 35.6725 | -80.6875 | 1
307924 |  |  | 1BUS 307924 | 44 | SERC
307925 |  |  | 1BUS 307925 | 44 | SERC
307926 |  |  | 1BUS 307926 | 44 | SERC | 1SUGR HL | 35.6705 | -82.0523 | 2
307927 |  |  | 1BUS 307927 | 44 | SERC | 1LOOKOUT | 35.7582 | -81.085 | 2
307928 |  |  | 1BUS 307928 | 44 | SERC | 1LOOKOUT | 35.7582 | -81.085 | 1
307929 |  |  | 1BUS 307929 | 44 | SERC | 1MORGNTN | 35.2554 | -81.3229 | 1
307930 |  |  | 1BUS 307930 | 44 | SERC | 1STATVIL | 35.7654 | -80.8937 | 1
307931 |  |  | 1BUS 307931 | 44 | SERC | 1SUGR HL | 35.6705 | -82.0523 | 2
307932 |  |  | 1BUS 307932 | 44 | SERC
307933 |  |  | 1BUS 307933 | 44 | SERC | 1SUGR HL | 35.6705 | -82.0523 | 1
307934 |  |  | 1BUS 307934 | 44 | SERC | 1MARSHTP | 35.6014 | -80.9622 | 2
307935 |  |  | 1BUS 307935 | 44 | SERC | 1MILLR H | 35.8905 | -81.5515 | 2
307937 |  |  | 1BUS 307937 | 44 | SERC | 1HICKORY | 35.7141 | -81.3411 | 2
307939 |  |  | 1BUS 307939 | 44 | SERC
307940 |  |  | 1BUS 307940 | 44 | SERC | 1STATVIL | 35.7654 | -80.8937 | 1
307941 |  |  | 1BUS 307941 | 44 | SERC | 1STATVIL | 35.7654 | -80.8937 | 1
307943 |  |  | 1BUS 307943 | 44 | SERC | 1TYLRSVL | 35.9188 | -81.1612 | 1
307945 |  |  | 1BUS 307945 | 44 | SERC
307946 |  |  | 1BUS 307946 | 44 | SERC
307947 |  |  | 1BUS 307947 | 44 | SERC | 1MORGNTN | 35.2554 | -81.3229 | 1
307948 |  |  | 1BUS 307948 | 44 | SERC | 1VALDESE | 35.7373 | -81.5429 | 2
307949 |  |  | 1BUS 307949 | 44 | SERC
307950 |  |  | 1BUS 307950 | 44 | SERC | 1SUGR HL | 35.6705 | -82.0523 | 1
307951 |  |  | 1BUS 307951 | 44 | SERC | 1SUGR HL | 35.6705 | -82.0523 | 2
307952 |  |  | 1BUS 307952 | 44 | SERC | 1MORGNTN | 35.2554 | -81.3229 | 2
307953 |  |  | 1BUS 307953 | 44 | SERC | 1STATVIL | 35.7654 | -80.8937 | 2
307954 |  |  | 1BUS 307954 | 44 | SERC
307955 |  |  | 1BUS 307955 | 44 | SERC
307956 |  |  | 1BUS 307956 | 44 | SERC
307957 |  |  | 1BUS 307957 | 44 | SERC
307958 |  |  | 1BUS 307958 | 44 | SERC | 1LOOKOUT | 35.7582 | -81.085 | 2
307959 |  |  | 1BUS 307959 | 44 | SERC
307960 |  |  | 1BUS 307960 | 44 | SERC | 1MILLR H | 35.8905 | -81.5515 | 2
307961 |  |  | 1BUS 307961 | 44 | SERC | 1RHODHIS | 35.7771 | -81.4359 | 2
307962 |  |  | 1BUS 307962 | 44 | SERC | 1RHODHIS | 35.7771 | -81.4359 | 2
307963 |  |  | 1BUS 307963 | 44 | SERC | 1HICKORY | 35.7141 | -81.3411 | 1
307964 |  |  | 1BUS 307964 | 44 | SERC | 1HICKORY | 35.7141 | -81.3411 | 2
307965 |  |  | 1BUS 307965 | 44 | SERC | 1TABL RK | 35.3527 | -81.3634 | 1
307966 |  |  | 1BUS 307966 | 44 | SERC | 1TABL RK | 35.3527 | -81.3634 | 2
307967 |  |  | 1BUS 307967 | 44 | SERC | 1RHODHIS | 35.7771 | -81.4359 | 1
307969 |  |  | 1BUS 307969 | 44 | SERC | 1RHODHIS | 35.7771 | -81.4359 | 1
307970 |  |  | 1BUS 307970 | 44 | SERC | 1RHODHIS | 35.7771 | -81.4359 | 1
307971 |  |  | 1BUS 307971 | 44 | SERC | 1LOOKOUT | 35.7582 | -81.085 | 2
307972 |  |  | 1BUS 307972 | 44 | SERC | 1MORGNTN | 35.2554 | -81.3229 | 2
307973 |  |  | 1BUS 307973 | 44 | SERC | 1MCDOWEL | 35.6462 | -81.982 | 1
307974 |  |  | 1BUS 307974 | 44 | SERC | 1MORGNTN | 35.2554 | -81.3229 | 1
307976 |  |  | 1BUS 307976 | 44 | SERC
307977 |  |  | 1BUS 307977 | 44 | SERC | 1TYLRSVL | 35.9188 | -81.1612 | 2
307978 |  |  | 1BUS 307978 | 44 | SERC | 1LONVIEW | 35.7212 | -81.4102 | 2
307979 |  |  | 1BUS 307979 | 44 | SERC | 1LINCLNT | 35.4742 | -81.2375 | 1
307980 |  |  | 1BUS 307980 | 44 | SERC
307981 |  |  | 1BUS 307981 | 44 | SERC | 1LONVIEW | 35.7212 | -81.4102 | 2
307983 |  |  | 1BUS 307983 | 44 | SERC
307984 |  |  | 1BUS 307984 | 44 | SERC
307985 |  |  | 1BUS 307985 | 44 | SERC | 1RHODHIS | 35.7771 | -81.4359 | 1
307987 |  |  | 1BUS 307987 | 44 | SERC | 1LINCLNT | 35.4742 | -81.2375 | 2
307988 |  |  | 1BUS 307988 | 44 | SERC
307990 |  |  | 1BUS 307990 | 44 | SERC | 1LONVIEW | 35.7212 | -81.4102 | 1
307991 |  |  | 1BUS 307991 | 44 | SERC | 1LONVIEW | 35.7212 | -81.4102 | 1
307993 |  |  | 1BUS 307993 | 44 | SERC
307994 |  |  | 1BUS 307994 | 44 | SERC
307995 |  |  | 1BUS 307995 | 44 | SERC
307996 |  |  | 1BUS 307996 | 44 | SERC | 1SUGR HL | 35.6705 | -82.0523 | 2
307997 |  |  | 1BUS 307997 | 44 | SERC | 1MARSHTP | 35.6014 | -80.9622 | 1
307999 |  |  | 1BUS 307999 | 44 | SERC
308001 |  |  | 1BUS 308001 | 44 | SERC | 1HICKORY | 35.7141 | -81.3411 | 1
308002 |  |  | 1BUS 308002 | 44 | SERC | 1LINCLNT | 35.4742 | -81.2375 | 1
308003 |  |  | 1BUS 308003 | 44 | SERC | 1TABL RK | 35.3527 | -81.3634 | 1
308004 |  |  | 1BUS 308004 | 44 | SERC | 1TABL RK | 35.3527 | -81.3634 | 2
308007 |  |  | 1BUS 308007 | 44 | SERC | 1MORGNTN | 35.2554 | -81.3229 | 1
308008 |  |  | 1BUS 308008 | 44 | SERC
308009 |  |  | 1BUS 308009 | 44 | SERC
308010 |  |  | 1BUS 308010 | 44 | SERC
308011 |  |  | 1BUS 308011 | 44 | SERC
308012 |  |  | 1BUS 308012 | 44 | SERC
308014 |  |  | 1BUS 308014 | 44 | SERC
308015 |  |  | 1BUS 308015 | 44 | SERC | 1LOOKOUT | 35.7582 | -81.085 | 1
308016 |  |  | 1BUS 308016 | 44 | SERC
308018 |  |  | 1BUS 308018 | 44 | SERC | 1NEWTON | 35.6725 | -80.6875 | 2
308019 |  |  | 1BUS 308019 | 44 | SERC | 1NEWTON | 35.6725 | -80.6875 | 1
308022 |  |  | 1BUS 308022 | 44 | SERC | 1LONVIEW | 35.7212 | -81.4102 | 1
308023 |  |  | 1BUS 308023 | 44 | SERC
308024 |  |  | 1BUS 308024 | 44 | SERC | 1HICKORY | 35.7141 | -81.3411 | 2
308026 |  |  | 1BUS 308026 | 44 | SERC
308029 |  |  | 1BUS 308029 | 44 | SERC | 1LONVIEW | 35.7212 | -81.4102 | 1
308030 |  |  | 1BUS 308030 | 44 | SERC | 1HGHSHLPV | 35.4792 | -81.2325 | 2
308031 |  |  | 1BUS 308031 | 44 | SERC | 1STATVIL | 35.7654 | -80.8937 | 1
308032 |  |  | 1BUS 308032 | 44 | SERC | 1TABL RK | 35.3527 | -81.3634 | 1
308033 |  |  | 1BUS 308033 | 44 | SERC
308034 |  |  | 1BUS 308034 | 44 | SERC | 1LINCLNT | 35.4742 | -81.2375 | 1
308035 |  |  | 1BUS 308035 | 44 | SERC
308036 |  |  | 1BUS 308036 | 44 | SERC | 1MCDOWEL | 35.6462 | -81.982 | 2
308037 |  |  | 1BUS 308037 | 44 | SERC | 1RHODHIS | 35.7771 | -81.4359 | 2
308038 |  |  | 1BUS 308038 | 44 | SERC | 1TYLRSVL | 35.9188 | -81.1612 | 2
308039 |  |  | 1BUS 308039 | 44 | SERC | 1TYLRSVL | 35.9188 | -81.1612 | 1
308040 |  |  | 1BUS 308040 | 44 | SERC | 1MARSHTP | 35.6014 | -80.9622 | 1
308041 |  |  | 1BUS 308041 | 44 | SERC | 1LONVIEW | 35.7212 | -81.4102 | 2
308042 |  |  | 1BUS 308042 | 44 | SERC | 1LOOKOUT | 35.7582 | -81.085 | 2
308043 |  |  | 1BUS 308043 | 44 | SERC
308044 |  |  | 1BUS 308044 | 44 | SERC
308045 |  |  | 1BUS 308045 | 44 | SERC | 1TYLRSVL | 35.9188 | -81.1612 | 1
308046 |  |  | 1BUS 308046 | 44 | SERC
308047 |  |  | 1BUS 308047 | 44 | SERC | 1LOOKOUT | 35.7582 | -81.085 | 2
308048 |  |  | 1BUS 308048 | 44 | SERC | 1LOOKOUT | 35.7582 | -81.085 | 1
308049 |  |  | 1BUS 308049 | 44 | SERC
308050 |  |  | 1BUS 308050 | 44 | SERC | 1NEWTON | 35.6725 | -80.6875 | 2
308053 |  |  | 1BUS 308053 | 44 | SERC | 1RHODHIS | 35.7771 | -81.4359 | 2
308054 |  |  | 1BUS 308054 | 44 | SERC
308056 |  |  | 1BUS 308056 | 44 | SERC | 1LOOKOUT | 35.7582 | -81.085 | 1
308057 |  |  | 1BUS 308057 | 44 | SERC | 1STATVIL | 35.7654 | -80.8937 | 2
308058 |  |  | 1BUS 308058 | 44 | SERC
308059 |  |  | 1BUS 308059 | 44 | SERC
308060 |  |  | 1BUS 308060 | 44 | SERC | 1MILLR H | 35.8905 | -81.5515 | 2
308061 |  |  | 1BUS 308061 | 44 | SERC | 1MILLR H | 35.8905 | -81.5515 | 2
308062 |  |  | 1BUS 308062 | 44 | SERC
308063 |  |  | 1BUS 308063 | 44 | SERC
308064 |  |  | 1BUS 308064 | 44 | SERC | 1STATVIL | 35.7654 | -80.8937 | 2
308065 |  |  | 1BUS 308065 | 44 | SERC | 1LINCLNT | 35.4742 | -81.2375 | 2
308067 |  |  | 1BUS 308067 | 44 | SERC | 1SUGR HL | 35.6705 | -82.0523 | 1
308069 |  |  | 1BUS 308069 | 44 | SERC
308071 |  |  | 1BUS 308071 | 44 | SERC
308072 |  |  | 1BUS 308072 | 44 | SERC
308073 |  |  | 1BUS 308073 | 44 | SERC | 1VALDESE | 35.7373 | -81.5429 | 1
308074 |  |  | 1BUS 308074 | 44 | SERC | 1MORGNTN | 35.2554 | -81.3229 | 2
308075 |  |  | 1BUS 308075 | 44 | SERC | 1NEWTON | 35.6725 | -80.6875 | 2
308076 |  |  | 1BUS 308076 | 44 | SERC
308077 |  |  | 1BUS 308077 | 44 | SERC | 1HICKORY | 35.7141 | -81.3411 | 2
308078 |  |  | 1BUS 308078 | 44 | SERC | 1HICKORY | 35.7141 | -81.3411 | 1
308085 |  |  | 1BUS 308085 | 44 | SERC
308086 |  |  | 1BUS 308086 | 44 | SERC | 1HICKORY | 35.7141 | -81.3411 | 1
308096 |  |  | 1BUS 308096 | 44 | SERC | 1MCDOWEL | 35.6462 | -81.982 | 1
308100 |  |  | 1BUS 308100 | 44 | SERC
308101 |  |  | 1BUS 308101 | 44 | SERC | 1SHELBY | 35.257 | -81.5441 | 1
308102 |  |  | 1BUS 308102 | 44 | SERC | 1SHELBY | 35.257 | -81.5441 | 1
308108 |  |  | 1BUS 308108 | 44 | SERC | 1MTN ISL | 35.3339 | -80.9868 | 1
308109 |  |  | 1BUS 308109 | 44 | SERC | 1MTN ISL | 35.3339 | -80.9868 | 2
308110 |  |  | 1BUS 308110 | 44 | SERC | 1WINECOF | 35.451 | -80.6192 | 1
308111 |  |  | 1BUS 308111 | 44 | SERC
308112 |  |  | 1BUS 308112 | 44 | SERC | 1MTN ISL | 35.3339 | -80.9868 | 2
308113 |  |  | 1BUS 308113 | 44 | SERC | 1LAKEWOD | 35.2504 | -80.8767 | 2
308114 |  |  | 1BUS 308114 | 44 | SERC | 1SALSBRY | 35.6618 | -80.4585 | 2
308115 |  |  | 1BUS 308115 | 44 | SERC | 1WINECOF | 35.451 | -80.6192 | 1
308117 |  |  | 1BUS 308117 | 44 | SERC
308118 |  |  | 1BUS 308118 | 44 | SERC
308119 |  |  | 1BUS 308119 | 44 | SERC
308120 |  |  | 1BUS 308120 | 44 | SERC | 1MORSVIL | 35.246 | -80.6791 | 1
308121 |  |  | 1BUS 308121 | 44 | SERC | 1CONCORD | 35.4088 | -80.5959 | 2
308122 |  |  | 1BUS 308122 | 44 | SERC
308123 |  |  | 1BUS 308123 | 44 | SERC | 1STONEW44 | 35.3597 | -80.9746 | 2
308125 |  |  | 1BUS 308125 | 44 | SERC | 1CHINA G | 35.5597 | -80.5832 | 1
308126 |  |  | 1BUS 308126 | 44 | SERC | 1CHINA G | 35.5597 | -80.5832 | 1
308127 |  |  | 1BUS 308127 | 44 | SERC | 1LAKEWOD | 35.2504 | -80.8767 | 1
308128 |  |  | 1BUS 308128 | 44 | SERC
308129 |  |  | 1BUS 308129 | 44 | SERC | 1MORSVIL | 35.246 | -80.6791 | 1
308130 |  |  | 1BUS 308130 | 44 | SERC | 1LAKEWOD | 35.2504 | -80.8767 | 2
308131 |  |  | 1BUS 308131 | 44 | SERC | 1SALSBRY | 35.6618 | -80.4585 | 2
308133 |  |  | 1BUS 308133 | 44 | SERC | 1CONCORD | 35.4088 | -80.5959 | 2
308134 |  |  | 1BUS 308134 | 44 | SERC | 1CONCORD | 35.4088 | -80.5959 | 1
308135 |  |  | 1BUS 308135 | 44 | SERC | 1MOCKSVPV | 35.6246 | -80.8193 | 1
308136 |  |  | 1BUS 308136 | 44 | SERC
308137 |  |  | 1BUS 308137 | 44 | SERC
308138 |  |  | 1BUS 308138 | 44 | SERC
308139 |  |  | 1BUS 308139 | 44 | SERC | 1WILDCAT | 35.4707 | -80.8419 | 2
308140 |  |  | 1BUS 308140 | 44 | SERC | 1WILDCAT | 35.4707 | -80.8419 | 1
308141 |  |  | 1BUS 308141 | 44 | SERC | 1STONEW44 | 35.3597 | -80.9746 | 1
308144 |  |  | 1BUS 308144 | 44 | SERC | 1MOCKSVPV | 35.6246 | -80.8193 | 1
308145 |  |  | 1BUS 308145 | 44 | SERC | 1MOCKSVPV | 35.6246 | -80.8193 | 2
308147 |  |  | 1BUS 308147 | 44 | SERC | 1MORSVIL | 35.246 | -80.6791 | 2
308148 |  |  | 1BUS 308148 | 44 | SERC | 1WINECOF | 35.451 | -80.6192 | 2
308149 |  |  | 1BUS 308149 | 44 | SERC | 1CONCORD | 35.4088 | -80.5959 | 1
308151 |  |  | 1BUS 308151 | 44 | SERC
308152 |  |  | 1BUS 308152 | 44 | SERC | 1MTN ISL | 35.3339 | -80.9868 | 2
308153 |  |  | 1BUS 308153 | 44 | SERC | 1WILDCAT | 35.4707 | -80.8419 | 2
308154 |  |  | 1BUS 308154 | 44 | SERC
308156 |  |  | 1BUS 308156 | 44 | SERC
308158 |  |  | 1BUS 308158 | 44 | SERC | 1LAKEWOD | 35.2504 | -80.8767 | 1
308159 |  |  | 1BUS 308159 | 44 | SERC
308160 |  |  | 1BUS 308160 | 44 | SERC | 1MORSVIL | 35.246 | -80.6791 | 1
308161 |  |  | 1BUS 308161 | 44 | SERC | 1WODLAWN | 35.1745 | -80.8844 | 1
308162 |  |  | 1BUS 308162 | 44 | SERC
308163 |  |  | 1BUS 308163 | 44 | SERC | 1WINECOF | 35.451 | -80.6192 | 2
308164 |  |  | 1BUS 308164 | 44 | SERC | 1CONCORD | 35.4088 | -80.5959 | 1
308167 |  |  | 1BUS 308167 | 44 | SERC | 1CHINA G | 35.5597 | -80.5832 | 2
308168 |  |  | 1BUS 308168 | 44 | SERC | 1CHINA G | 35.5597 | -80.5832 | 1
308169 |  |  | 1BUS 308169 | 44 | SERC | 1LAKEWOD | 35.2504 | -80.8767 | 1
308170 |  |  | 1BUS 308170 | 44 | SERC
308171 |  |  | 1BUS 308171 | 44 | SERC | 1STONEW44 | 35.3597 | -80.9746 | 2
308172 |  |  | 1BUS 308172 | 44 | SERC | 1WODLAWN | 35.1745 | -80.8844 | 1
308175 |  |  | 1BUS 308175 | 44 | SERC | 1MORSVIL | 35.246 | -80.6791 | 2
308177 |  |  | 1BUS 308177 | 44 | SERC | 1MTN ISL | 35.3339 | -80.9868 | 1
308178 |  |  | 1BUS 308178 | 44 | SERC
308180 |  |  | 1BUS 308180 | 44 | SERC | 1CONCORD | 35.4088 | -80.5959 | 2
308182 |  |  | 1BUS 308182 | 44 | SERC | 1CHINA G | 35.5597 | -80.5832 | 2
308184 |  |  | 1BUS 308184 | 44 | SERC | 1STONEW44 | 35.3597 | -80.9746 | 2
308186 |  |  | 1BUS 308186 | 44 | SERC | 1LAKEWOD | 35.2504 | -80.8767 | 1
308187 |  |  | 1BUS 308187 | 44 | SERC | 1WODLAWN | 35.1745 | -80.8844 | 2
308188 |  |  | 1BUS 308188 | 44 | SERC | 1WYLIE | 35.0247 | -81.0079 | 1
308189 |  |  | 1BUS 308189 | 44 | SERC
308190 |  |  | 1BUS 308190 | 44 | SERC | 1WILDCAT | 35.4707 | -80.8419 | 1
308192 |  |  | 1BUS 308192 | 44 | SERC | 1CONCORD | 35.4088 | -80.5959 | 1
308195 |  |  | 1BUS 308195 | 44 | SERC
308196 |  |  | 1BUS 308196 | 44 | SERC | 1WYLIE | 35.0247 | -81.0079 | 2
308197 |  |  | 1BUS 308197 | 44 | SERC | 1SALSBRY | 35.6618 | -80.4585 | 2
308199 |  |  | 1BUS 308199 | 44 | SERC | 1STONEW44 | 35.3597 | -80.9746 | 1
308200 |  |  | 1BUS 308200 | 44 | SERC
308201 |  |  | 1BUS 308201 | 44 | SERC | 1MTN ISL | 35.3339 | -80.9868 | 1
308202 |  |  | 1BUS 308202 | 44 | SERC
308203 |  |  | 1BUS 308203 | 44 | SERC
308204 |  |  | 1BUS 308204 | 44 | SERC | 1MORSVIL | 35.246 | -80.6791 | 1
308208 |  |  | 1BUS 308208 | 44 | SERC | 1CHINA G | 35.5597 | -80.5832 | 2
308209 |  |  | 1BUS 308209 | 44 | SERC
308213 |  |  | 1BUS 308213 | 44 | SERC | 1CONCORD | 35.4088 | -80.5959 | 2
308214 |  |  | 1BUS 308214 | 44 | SERC | 1OAKBORO | 35.2189 | -80.3383 | 1
308215 |  |  | 1BUS 308215 | 44 | SERC | 1SALSBRY | 35.6618 | -80.4585 | 1
308216 |  |  | 1BUS 308216 | 44 | SERC
308217 |  |  | 1BUS 308217 | 44 | SERC
308218 |  |  | 1BUS 308218 | 44 | SERC
308219 |  |  | 1BUS 308219 | 44 | SERC
308220 |  |  | 1BUS 308220 | 44 | SERC
308222 |  |  | 1BUS 308222 | 44 | SERC | 1WINECOF | 35.451 | -80.6192 | 2
308225 |  |  | 1BUS 308225 | 44 | SERC
308235 |  |  | 1BUS 308235 | 44 | SERC | 1MTN ISL | 35.3339 | -80.9868 | 1
308236 |  |  | 1BUS 308236 | 44 | SERC | 1SALSBRY | 35.6618 | -80.4585 | 1
308240 |  |  | 1BUS 308240 | 44 | SERC | 1MITCH R | 36.2611 | -80.7833 | 1
308263 |  |  | 1BUS 308263 | 44 | SERC
308264 |  |  | 1BUS 308264 | 44 | SERC | 1SADLER | 36.1333 | -79.9785 | 1
308265 |  |  | 1BUS 308265 | 44 | SERC | 1RUTLEDG | 35.5609 | -80.5735 | 1
308266 |  |  | 1BUS 308266 | 44 | SERC
308267 |  |  | 1BUS 308267 | 44 | SERC
308268 |  |  | 1BUS 308268 | 44 | SERC | 1MITCH R | 36.2611 | -80.7833 | 2
308269 |  |  | 1BUS 308269 | 44 | SERC | 1MITCH R | 36.2611 | -80.7833 | 1
308270 |  |  | 1BUS 308270 | 44 | SERC | 1MITCH R | 36.2611 | -80.7833 | 2
308271 |  |  | 1BUS 308271 | 44 | SERC | 1MITCH R | 36.2611 | -80.7833 | 1
308272 |  |  | 1BUS 308272 | 44 | SERC
308273 |  |  | 1BUS 308273 | 44 | SERC | 1MOTLEY | 36.2089 | -79.9273 | 2
308274 |  |  | 1BUS 308274 | 44 | SERC
308275 |  |  | 1BUS 308275 | 44 | SERC
308276 |  |  | 1BUS 308276 | 44 | SERC
308277 |  |  | 1BUS 308277 | 44 | SERC | 1RUTLEDG | 35.5609 | -80.5735 | 1
308278 |  |  | 1BUS 308278 | 44 | SERC | 1MOTLEY | 36.2089 | -79.9273 | 2
308279 |  |  | 1BUS 308279 | 44 | SERC | 1WALNTCV | 35.9638 | -80.1458 | 2
308280 |  |  | 1BUS 308280 | 44 | SERC
308281 |  |  | 1BUS 308281 | 44 | SERC | 1MADISON | 36.0678 | -80.0352 | 2
308282 |  |  | 1BUS 308282 | 44 | SERC
308283 |  |  | 1BUS 308283 | 44 | SERC
308284 |  |  | 1BUS 308284 | 44 | SERC | 1MADISON | 36.0678 | -80.0352 | 2
308285 |  |  | 1BUS 308285 | 44 | SERC
308286 |  |  | 1BUS 308286 | 44 | SERC
308287 |  |  | 1BUS 308287 | 44 | SERC | 1MITCH R | 36.2611 | -80.7833 | 2
308288 |  |  | 1BUS 308288 | 44 | SERC
308289 |  |  | 1BUS 308289 | 44 | SERC | 1MITCH R | 36.2611 | -80.7833 | 2
308290 |  |  | 1BUS 308290 | 44 | SERC | 1MOTLEY | 36.2089 | -79.9273 | 2
308291 |  |  | 1BUS 308291 | 44 | SERC | 1MOTLEY | 36.2089 | -79.9273 | 2
308292 |  |  | 1BUS 308292 | 44 | SERC | 1MOTLEY | 36.2089 | -79.9273 | 2
308293 |  |  | 1BUS 308293 | 44 | SERC
308294 |  |  | 1BUS 308294 | 44 | SERC | 1MOTLEY | 36.2089 | -79.9273 | 1
308296 |  |  | 1BUS 308296 | 44 | SERC | 1MOTLEY | 36.2089 | -79.9273 | 1
308297 |  |  | 1BUS 308297 | 44 | SERC | 1MOTLEY | 36.2089 | -79.9273 | 1
308298 |  |  | 1BUS 308298 | 44 | SERC | 1RUTLEDG | 35.5609 | -80.5735 | 1
308299 |  |  | 1BUS 308299 | 44 | SERC
308300 |  |  | 1BUS 308300 | 44 | SERC | 1SADLER | 36.1333 | -79.9785 | 2
308301 |  |  | 1BUS 308301 | 44 | SERC | 1MADISON | 36.0678 | -80.0352 | 2
308302 |  |  | 1BUS 308302 | 44 | SERC | 1WILKE T | 36.1655 | -81.1361 | 2
308303 |  |  | 1BUS 308303 | 44 | SERC | 1WILKE T | 36.1655 | -81.1361 | 1
308304 |  |  | 1BUS 308304 | 44 | SERC | 1RUTLEDG | 35.5609 | -80.5735 | 2
308305 |  |  | 1BUS 308305 | 44 | SERC
308307 |  |  | 1BUS 308307 | 44 | SERC
308308 |  |  | 1BUS 308308 | 44 | SERC | 1PINACLE | 36.3305 | -80.4397 | 2
308310 |  |  | 1BUS 308310 | 44 | SERC
308311 |  |  | 1BUS 308311 | 44 | SERC
308313 |  |  | 1BUS 308313 | 44 | SERC | 1MADISON | 36.0678 | -80.0352 | 2
308314 |  |  | 1BUS 308314 | 44 | SERC
308315 |  |  | 1BUS 308315 | 44 | SERC | 1MADISON | 36.0678 | -80.0352 | 2
308316 |  |  | 1BUS 308316 | 44 | SERC | 1MADISON | 36.0678 | -80.0352 | 1
308317 |  |  | 1BUS 308317 | 44 | SERC | 1SADLER | 36.1333 | -79.9785 | 2
308318 |  |  | 1BUS 308318 | 44 | SERC
308319 |  |  | 1BUS 308319 | 44 | SERC
308320 |  |  | 1BUS 308320 | 44 | SERC | 1SADLER | 36.1333 | -79.9785 | 1
308321 |  |  | 1BUS 308321 | 44 | SERC | 1SADLER | 36.1333 | -79.9785 | 1
308322 |  |  | 1BUS 308322 | 44 | SERC | 1MOTLEY | 36.2089 | -79.9273 | 2
308324 |  |  | 1BUS 308324 | 44 | SERC
308326 |  |  | 1BUS 308326 | 44 | SERC | 1SADLER | 36.1333 | -79.9785 | 2
308327 |  |  | 1BUS 308327 | 44 | SERC | 1N GRNSB | 36.1225 | -79.7808 | 2
308330 |  |  | 1BUS 308330 | 44 | SERC
308331 |  |  | 1BUS 308331 | 44 | SERC | 1SADLER | 36.1333 | -79.9785 | 2
308332 |  |  | 1BUS 308332 | 44 | SERC | 1SADLER | 36.1333 | -79.9785 | 2
308333 |  |  | 1BUS 308333 | 44 | SERC
308335 |  |  | 1BUS 308335 | 44 | SERC | 1PINACLE | 36.3305 | -80.4397 | 2
308337 |  |  | 1BUS 308337 | 44 | SERC
308338 |  |  | 1BUS 308338 | 44 | SERC
308339 |  |  | 1BUS 308339 | 44 | SERC
308340 |  |  | 1BUS 308340 | 44 | SERC | 1WALNTCV | 35.9638 | -80.1458 | 1
308341 |  |  | 1BUS 308341 | 44 | SERC
308342 |  |  | 1BUS 308342 | 44 | SERC
308343 |  |  | 1BUS 308343 | 44 | SERC | 1WILKE T | 36.1655 | -81.1361 | 2
308344 |  |  | 1BUS 308344 | 44 | SERC | 1SADLER | 36.1333 | -79.9785 | 2
308345 |  |  | 1BUS 308345 | 44 | SERC | 1SADLER | 36.1333 | -79.9785 | 1
308347 |  |  | 1BUS 308347 | 44 | SERC | 1RURAL H | 36.2447 | -80.3064 | 1
308349 |  |  | 1BUS 308349 | 44 | SERC | 1N GRNSB | 36.1225 | -79.7808 | 1
308352 |  |  | 1BUS 308352 | 44 | SERC
308353 |  |  | 1BUS 308353 | 44 | SERC
308354 |  |  | 1BUS 308354 | 44 | SERC
308355 |  |  | 1BUS 308355 | 44 | SERC | 1RUTLEDG | 35.5609 | -80.5735 | 1
308356 |  |  | 1BUS 308356 | 44 | SERC | 1MITCH R | 36.2611 | -80.7833 | 2
308357 |  |  | 1BUS 308357 | 44 | SERC
308358 |  |  | 1BUS 308358 | 44 | SERC | 1PINACLE | 36.3305 | -80.4397 | 1
308359 |  |  | 1BUS 308359 | 44 | SERC
308361 |  |  | 1BUS 308361 | 44 | SERC | 1PINACLE | 36.3305 | -80.4397 | 1
308362 |  |  | 1BUS 308362 | 44 | SERC | 1MADISON | 36.0678 | -80.0352 | 1
308363 |  |  | 1BUS 308363 | 44 | SERC
308364 |  |  | 1BUS 308364 | 44 | SERC | 1MADISON | 36.0678 | -80.0352 | 1
308365 |  |  | 1BUS 308365 | 44 | SERC
308366 |  |  | 1BUS 308366 | 44 | SERC | 1MADISON | 36.0678 | -80.0352 | 1
308367 |  |  | 1BUS 308367 | 44 | SERC | 1WALNTCV | 35.9638 | -80.1458 | 2
308368 |  |  | 1BUS 308368 | 44 | SERC | 1MITCH R | 36.2611 | -80.7833 | 2
308369 |  |  | 1BUS 308369 | 44 | SERC
308370 |  |  | 1BUS 308370 | 44 | SERC
308372 |  |  | 1BUS 308372 | 44 | SERC
308376 |  |  | 1BUS 308376 | 44 | SERC | 1SADLER | 36.1333 | -79.9785 | 2
308383 |  |  | 1BUS 308383 | 44 | SERC
308384 |  |  | 1BUS 308384 | 44 | SERC
308390 | 35.943 | -79.7526 | 1BUS 308390 | 44 | SERC | X | X | X | 0 | Yes
308400 |  |  | 1BUS 308400 | 44 | SERC
308401 |  |  | 1BUS 308401 | 44 | SERC
308402 | 35.6725 | -80.6875 | 1BUS 308402 | 44 | SERC | X | X | X | 0 | Yes
308404 |  |  | 1BUS 308404 | 44 | SERC | 1HICKORY | 35.7141 | -81.3411 | 2
308406 |  |  | 1BUS 308406 | 44 | SERC | 1MTN ISL | 35.3339 | -80.9868 | 1
308407 |  |  | 1BUS 308407 | 44 | SERC | 1MCADNVL | 35.2685 | -81.083 | 2
308408 |  |  | 1BUS 308408 | 44 | SERC | 1LINCLNT | 35.4742 | -81.2375 | 2
308409 |  |  | 1BUS 308409 | 44 | SERC | 1MILLR H | 35.8905 | -81.5515 | 2
308410 |  |  | 1BUS 308410 | 44 | SERC | 1MILLR H | 35.8905 | -81.5515 | 1
308412 |  |  | 1BUS 308412 | 44 | SERC | 1MILLR H | 35.8905 | -81.5515 | 1
308413 |  |  | 1BUS 308413 | 44 | SERC
308415 |  |  | 1BUS 308415 | 44 | SERC
308416 |  |  | 1BUS 308416 | 44 | SERC | 1P GARDN | 35.943 | -79.7526 | 2
308419 |  |  | 1BUS 308419 | 44 | SERC | 1SWEPSVL | 35.6094 | -80.2326 | 2
308420 |  |  | 1BUS 308420 | 44 | SERC | 1MEBANE | 35.6094 | -80.2326 | 1
308421 |  |  | 1BUS 308421 | 44 | SERC
308423 |  |  | 1BUS 308423 | 44 | SERC | 1ENO | 36.0446 | -79.017 | 1
308425 |  |  | 1BUS 308425 | 44 | SERC
308426 |  |  | 1BUS 308426 | 44 | SERC
308427 |  |  | 1BUS 308427 | 44 | SERC
308428 |  |  | 1BUS 308428 | 44 | SERC
308429 |  |  | 1BUS 308429 | 44 | SERC | 1MEBANE | 35.6094 | -80.2326 | 2
308430 |  |  | 1BUS 308430 | 44 | SERC | 1ENO | 36.0446 | -79.017 | 1
308431 |  |  | 1BUS 308431 | 44 | SERC | 1P GARDN | 35.943 | -79.7526 | 2
308434 |  |  | 1BUS 308434 | 44 | SERC | 1MEBANE | 35.6094 | -80.2326 | 2
308435 |  |  | 1BUS 308435 | 44 | SERC
308440 |  |  | 1BUS 308440 | 44 | SERC
308442 |  |  | 1BUS 308442 | 44 | SERC | 1WILMBGTIE | 35.9392 | -80.0791 | 1
308443 |  |  | 1BUS 308443 | 44 | SERC
308444 |  |  | 1BUS 308444 | 44 | SERC | 1MEBANE | 35.6094 | -80.2326 | 2
308445 | 35.6094 | -80.2326 | 1BUS 308445 | 44 | SERC | X | X | X | 0 | Yes
308446 |  |  | 1BUS 308446 | 44 | SERC | 1N GRNSB | 36.1225 | -79.7808 | 1
308447 |  |  | 1BUS 308447 | 44 | SERC | 1SWEPSVL | 35.6094 | -80.2326 | 1
308449 |  |  | 1BUS 308449 | 44 | SERC | 1P GARDN | 35.943 | -79.7526 | 1
308450 |  |  | 1BUS 308450 | 44 | SERC | 1MEBANE | 35.6094 | -80.2326 | 2
308451 |  |  | 1BUS 308451 | 44 | SERC | 1MEBANE | 35.6094 | -80.2326 | 2
308452 |  |  | 1BUS 308452 | 44 | SERC
308453 |  |  | 1BUS 308453 | 44 | SERC | 1ENO | 36.0446 | -79.017 | 2
308456 |  |  | 1BUS 308456 | 44 | SERC | 1MEBANE | 35.6094 | -80.2326 | 1
308457 |  |  | 1BUS 308457 | 44 | SERC | 1WYLIE | 35.0247 | -81.0079 | 1
308458 |  |  | 1BUS 308458 | 44 | SERC | 1WOODRUF | 34.7344 | -82.0522 | 2
308459 |  |  | 1BUS 308459 | 44 | SERC | 1 WALK | 34.7918 | -80.9506 | 1
308460 |  |  | 1BUS 308460 | 44 | SERC | 1N GRNSB | 36.1225 | -79.7808 | 2
308461 |  |  | 1BUS 308461 | 44 | SERC
308462 |  |  | 1BUS 308462 | 44 | SERC | 1CLOVER | 35.1032 | -81.1879 | 2
308463 |  |  | 1BUS 308463 | 44 | SERC | 1CLOVER | 35.1032 | -81.1879 | 1
308464 |  |  | 1BUS 308464 | 44 | SERC | 1WYLIE | 35.0247 | -81.0079 | 2
308467 |  |  | 1BUS 308467 | 44 | SERC
308468 |  |  | 1BUS 308468 | 44 | SERC
308469 |  |  | 1BUS 308469 | 44 | SERC
308470 |  |  | 1BUS 308470 | 44 | SERC
308582 |  |  | 1BUS 308582 | 44 | SERC | 1TUXEDO | 35.245 | -82.3896 | 2
308583 |  |  | 1BUS 308583 | 44 | SERC | 1CAMPOBL | 35.1216 | -82.1628 | 2
308624 |  |  | 1BUS 308624 | 44 | SERC | 1CLOVER | 35.1032 | -81.1879 | 1
308627 |  |  | 1BUS 308627 | 44 | SERC | 1CLOVER | 35.1032 | -81.1879 | 1
308695 |  |  | 1BUS 308695 | 44 | SERC | 1WYLIE | 35.0247 | -81.0079 | 2
308751 |  |  | 1BUS 308751 | 44 | SERC | 1NEWTON | 35.6725 | -80.6875 | 1
308804 |  |  | 1BUS 308804 | 44 | SERC | 1GRENWOD | 34.9451 | -81.819 | 1
308805 |  |  | 1BUS 308805 | 44 | SERC | 1GRENWOD | 34.9451 | -81.819 | 2
308806 |  |  | 1BUS 308806 | 44 | SERC | 1HODGES | 34.3049 | -82.2712 | 2
308807 |  |  | 1BUS 308807 | 44 | SERC | 1GRENWOD | 34.9451 | -81.819 | 2
308823 |  |  | 1BUS 308823 | 44 | SERC | 1NINE 9 | 35.0317 | -81.4929 | 2
308843 |  |  | 1BUS 308843 | 44 | SERC | 1DUKUVMNR | 35.6868 | -79.8404 | 1
308844 |  |  | 1BUS 308844 | 44 | SERC | 1DUKUVMNR | 35.6868 | -79.8404 | 2
308845 |  |  | 1BUS 308845 | 44 | SERC
308846 |  |  | 1BUS 308846 | 44 | SERC | 1DUKUVMNR | 35.6868 | -79.8404 | 2
308847 |  |  | 1BUS 308847 | 44 | SERC | 1DUKUVMNR | 35.6868 | -79.8404 | 1
308848 |  |  | 1BUS 308848 | 44 | SERC | 1DUKUVMNY | 35.6868 | -79.8404 | 1
308849 |  |  | 1BUS 308849 | 44 | SERC | 1DUKUVMNY | 35.6868 | -79.8404 | 2
308850 |  |  | 1BUS 308850 | 44 | SERC
308851 |  |  | 1BUS 308851 | 44 | SERC | 1DUKUVMNY | 35.6868 | -79.8404 | 2
308852 |  |  | 1BUS 308852 | 44 | SERC | 1DUKUVMNY | 35.6868 | -79.8404 | 1
308944 |  |  | 1BUS 308944 | 44 | SERC | 1PEACOCK | 35.2433 | -81.1816 | 1
308973 | 34.5589 | -80.8932 | 1BUS 308973 | 44 | SERC | X | X | X | 0 | Yes
309271 |  |  | 1BUS 309271 | 44 | SERC | 1ROCKYCK | 34.5394 | -80.8786 | 1
309631 |  |  | 1BUS 309631 | 44 | SERC | 1CONCORD | 35.4088 | -80.5959 | 1
309636 |  |  | 1BUS 309636 | 44 | SERC | 1VALDESE | 35.7373 | -81.5429 | 2
309830 |  |  | 1BUS 309830 | 44 | SERC | 1MTN ISL | 35.3339 | -80.9868 | 2
309831 |  |  | 1BUS 309831 | 44 | SERC
309844 |  |  | 1BUS 309844 | 44 | SERC | 1MOTLEY | 36.2089 | -79.9273 | 1
344229 | 38.7638 | -91.7796 | 1CAL SFGD L1 | 13.8 | MISO | X | X | X | 0 | Yes
344230 | 38.7638 | -91.7796 | 1CAL SFGD L2 | 13.8 | MISO | X | X | X | 0 | Yes
309081 | 35.1216 | -82.1628 | 1CAMPCAP | 44 | SERC | X | X | X | 0 | Yes
311888 |  |  | 1CAMPPV_GEN | 34.5 | SC
309082 | 35.3398 | -81.1898 | 1CANECAP | 44 | SERC | X | X | X | 0 | Yes
349757 | 40.5356 | -90.03 | 1CANTON_S S | 34.5 | MISO | X | X | X | 0 | Yes
347498 |  |  | 1CARDINAL3 | 13.8 | MISO
397410 |  |  | 1CHAMPION13 | 13.8 | GULF
309103 | 35.3721 | -81.3909 | 1CHERCAP | 44 | SERC | X | X | X | 0 | Yes
309089 | 35.1413 | -81.8722 | 1CHESCAP | 44 | SERC | X | X | X | 0 | Yes
301619 |  |  | 1CLEARCKG3 | 0.7 | SERC
309090 | 34.453 | -81.9005 | 1CLINCAP | 44 | SERC | X | X | X | 0 | Yes
309104 | 35.1032 | -81.1879 | 1CLOVCAP | 44 | SERC | X | X | X | 0 | Yes
309138 | 35.4259 | -80.6088 | 1CNCRCAP | 44 | SERC | X | X | X | 0 | Yes
311880 |  |  | 1CNTRFLD_GEN | 34.5 | SC
309130 |  |  | 1CONCCAP | 44 | SERC
309129 | 35.4088 | -80.5959 | 1CONCDCAP | 44 | SERC | X | X | X | 0 | Yes
313702 |  |  | 1CONETOE II | 24.7 | PJM
315601 |  |  | 1CONETOE2SOL | 0.7 | PJM
344424 | 38.6478 | -90.5245 | 1CONWAY 2 | 34.5 | MISO | X | X | X | 0 | Yes
344425 | 38.6528 | -90.5195 | 1CONWAY 4 | 34.5 | MISO | X | X | X | 0 | Yes
383452 |  |  | 1COOL SPR PV | 34.5 | SOCO
309071 | 34.2689 | -82.1213 | 1COROCAP | 44 | SERC | X | X | X | 0 | Yes
345175 |  |  | 1CREVECR1 | 12.5 | MISO
345176 |  |  | 1CREVECR2 | 12.5 | MISO
397704 |  |  | 1CRIST 4 | 13.8 | GULF
397705 |  |  | 1CRIST 5 | 13.8 | GULF
397706 |  |  | 1CRIST 6 | 24 | GULF
397707 |  |  | 1CRIST 7 | 20 | GULF
397440 |  |  | 1CRIST8-CTA | 18 | GULF
397441 |  |  | 1CRIST8-CTB | 18 | GULF
397442 |  |  | 1CRIST8-CTC | 18 | GULF
397443 |  |  | 1CRIST8-CTD | 18 | GULF
305884 |  |  | 1CROOKDSOLGL | 0.6 | SERC
305883 |  |  | 1CROOKDSOLGM | 34.5 | SERC
305882 |  |  | 1CROOKDSOLSM | 34.5 | SERC
386048 |  |  | 1CSTAS SLR G | 34.5 | SOCO
309072 | 34.785 | -81.7736 | 1CYPRCAP | 44 | SERC | X | X | X | 0 | Yes
386047 |  |  | 1DALLS SLR G | 34.5 | SOCO
386049 |  |  | 1DOTHN SLR G | 34.5 | SOCO
345131 |  |  | 1DOUGHTY1 | 12.5 | MISO
345133 |  |  | 1DOUGHTY2 | 12.5 | MISO
309139 | 34.8255 | -82.6089 | 1EASMNCAP | 44 | SERC | X | X | X | 0 | Yes
370922 |  |  | 1EASTOVR SOL | 34.5 | SERC
362928 |  |  | 1ELORA SLR 1 | 34.5 | SERC
346209 | 38.6909 | -90.2533 | 1EUCLID 2 | 34.5 | MISO | X | X | X | 0 | Yes
346210 |  |  | 1EUCLID 3 | 34.5 | MISO | 1EUCLID 1 | 38.6909 | -90.2533 | 2
309091 | 35.3493 | -81.895 | 1FAIRCAP | 44 | SERC | X | X | X | 0 | Yes
309105 |  |  | 1FLDCCAP | 44 | SERC
344556 |  |  | 1FNLK 2 | 12.5 | MISO
363008 |  |  | 1FORRESTHILL | 26 | SERC
309134 |  |  | 1FORSCAP | 44 | SERC
346203 | 38.8375 | -90.6804 | 1FTZUM 2 | 34.5 | MISO | X | X | X | 0 | Yes
346204 |  |  | 1FTZUM 3 | 34.5 | MISO | 1FTZUM 1 | 38.8375 | -90.6804 | 2
309092 | 35.0731 | -81.6218 | 1GAFFCAP | 44 | SERC | X | X | X | 0 | Yes
344109 |  |  | 1GILMORE1 | 34.5 | MISO
344110 |  |  | 1GILMORE2 | 34.5 | MISO
337976 |  |  | 1GOODWIN | 34.5 | MISO
397021 |  |  | 1GPIC482_PV1 | 34.5 | GULF
397027 |  |  | 1GPIC482_PV2 | 34.5 | GULF
397037 |  |  | 1GP-IC482_TR | 13.8 | GULF
397042 |  |  | 1GP-IC621_PV | 0.6 | GULF
397022 |  |  | 1GPIC621_PV1 | 34.5 | GULF
397028 |  |  | 1GPIC621_PV2 | 34.5 | GULF
397038 |  |  | 1GP-IC621_TR | 13.8 | GULF
397043 |  |  | 1GP-IC643_PV | 0.6 | GULF
397023 |  |  | 1GPIC643_PV1 | 34.5 | GULF
397029 |  |  | 1GPIC643_PV2 | 34.5 | GULF
397039 |  |  | 1GP-IC643_TR | 13.8 | GULF
309106 | 34.5589 | -80.8932 | 1GTFACAP | 44 | SERC | X | X | X | 0 | Yes
311938 |  |  | 1GUNSIGHT_GE | 34.5 | SC
309073 | 34.9451 | -81.819 | 1GWOODCAP | 44 | SERC | X | X | X | 0 | Yes
345903 | 38.6637 | -90.1854 | 1HALL_ST 2 | 34.5 | MISO | X | X | X | 0 | Yes
345902 |  |  | 1HALL_ST1 | 34.5 | MISO | 1HALL_ST 3 | 38.6637 | -90.1854 | 2
347227 | 37.8 | -89.03 | 1HERRIN W | 34.5 | MISO | X | X | X | 0 | Yes
338378 |  |  | 1HGT X3 | 13.8 | MISO
309117 | 35.7141 | -81.3411 | 1HICKCAP | 44 | SERC | X | X | X | 0 | Yes
397848 |  |  | 1HIGHCTY SVC | 17.5 | GULF
309107 | 35.3123 | -80.9361 | 1HILLCAP | 44 | SERC | X | X | X | 0 | Yes
309083 | 35.2699 | -82.4067 | 1HNDRCAP | 44 | SERC | X | X | X | 0 | Yes
309108 |  |  | 1HNSLCAP | 44 | SERC
309479 |  |  | 1HODGE3 | 1 | SERC
396620 |  |  | 1HOLLEY SLR | 34.5 | GULF
313710 |  |  | 1HOLLOMAN | 34.5 | PJM
315602 |  |  | 1HOLLOMANSOL | 0.7 | PJM
309084 | 35.3418 | -82.4688 | 1HORSCAP | 44 | SERC | X | X | X | 0 | Yes
503510 | 37.25 | -92.528 | 1HRTVL_DG | 13.2 | SPP
347336 |  |  | 1HRWF J468 | 13.7 | MISO
347326 |  |  | 1HRWFG1 J468 | 0.7 | MISO
347327 |  |  | 1HRWFG2 J468 | 0.7 | MISO
346206 | 38.6534 | -90.3503 | 1HUNTER 2 | 34.5 | MISO | X | X | X | 0 | Yes
346207 |  |  | 1HUNTER 3 | 34.5 | MISO | 1HUNTER 1 | 38.6534 | -90.3503 | 2
309093 | 35.0077 | -82.0666 | 1INMACAP | 44 | SERC | X | X | X | 0 | Yes
337460 |  |  | 1J581GEN | 0.4 | MISO
347467 |  |  | 1J715 GEN | 0.7 | MISO
347537 |  |  | 1-J756-SGCK1 | 0.7 | MISO
347536 |  |  | 1-J756-SGSK2 | 0.7 | MISO
347528 |  |  | 1J757LINCG1 | 0.7 | MISO
347531 |  |  | 1J757LINCG2 | 0.7 | MISO
344436 |  |  | 1J813 GEN | 0.6 | MISO
347432 |  |  | 1J813 GEN1 | 0.6 | MISO
348737 |  |  | 1J826 PAD | 34.5 | MISO
348736 |  |  | 1J826 WF | 0.7 | MISO
348618 |  |  | 1J844 COL1_1 | 34.5 | MISO
348619 |  |  | 1J844 COL1_2 | 34.5 | MISO
348621 |  |  | 1J844 COL2_1 | 34.5 | MISO
348622 |  |  | 1J844 COL2_2 | 34.5 | MISO
348617 |  |  | 1J844 G1 | 0.7 | MISO
348620 |  |  | 1J844 G2 | 0.7 | MISO
347964 |  |  | 1J845W | 0.7 | MISO
347689 |  |  | 1J859 | 0.6 | MISO
347346 |  |  | 1J949_COL1_1 | 34.5 | MISO
347347 |  |  | 1J949_COL1_2 | 34.5 | MISO
347350 |  |  | 1J949_COL2_1 | 34.5 | MISO
347351 |  |  | 1J949_COL2_2 | 34.5 | MISO
347345 |  |  | 1J949_GEN1 | 0.7 | MISO
347349 |  |  | 1J949_GEN2 | 0.7 | MISO
309075 | 34.4069 | -81.8266 | 1JOANCAP | 44 | SERC | X | X | X | 0 | Yes
309109 |  |  | 1KERSCAP | 44 | SERC
307723 |  |  | 1KISER T | 44 | SERC | 1STONEW44 | 35.3597 | -80.9746 | 1
309110 |  |  | 1KNG CAP | 44 | SERC
503509 | 37.4988 | 94.1871 | 1LAMRLNDFL | 4.2 | SPP
309111 | 34.7087 | -80.7834 | 1LANCCAP | 44 | SERC | X | X | X | 0 | Yes
309094 |  |  | 1LAU7CAP | 44 | SERC
309095 | 34.5107 | -82.0017 | 1LAURCAP | 44 | SERC | X | X | X | 0 | Yes
309096 | 35.2736 | -81.5423 | 1LAWSCAP | 44 | SERC | X | X | X | 0 | Yes
309118 | 35.4742 | -81.2375 | 1LINCCAP | 44 | SERC | X | X | X | 0 | Yes
347529 |  |  | 1LINCLD E1 | 34.5 | MISO
347532 |  |  | 1LINCLD E2 | 34.5 | MISO
347530 |  |  | 1LINCLD H1 | 34.5 | MISO
347533 |  |  | 1LINCLD H2 | 34.5 | MISO
346208 | 38.1908 | -92.6083 | 1LKSIDE 2 | 34.5 | MISO | X | X | X | 0 | Yes
370950 |  |  | 1LONESTAR | 34.5 | SERC
309119 | 35.7582 | -81.085 | 1LOOKCAP | 44 | SERC | X | X | X | 0 | Yes
397684 |  |  | 1LSMITH 3A | 18 | GULF
397685 |  |  | 1LSMITH 3B | 18 | GULF
397683 |  |  | 1LSMITH 3ST | 18 | GULF
397680 |  |  | 1LSMITH A | 13.8 | GULF
383470 |  |  | 1LUMPKIN PV | 34.5 | SOCO
309140 | 36.0678 | -80.0352 | 1MADICAP | 44 | SERC | X | X | X | 0 | Yes
346191 | 38.8043 | -90.2531 | 1MALINE 2 | 34.5 | MISO | X | X | X | 0 | Yes
346192 | 38.8043 | -90.2531 | 1MALINE 4 | 34.5 | MISO | X | X | X | 0 | Yes
309085 | 35.0121 | -82.5065 | 1MARICAP | 44 | SERC | X | X | X | 0 | Yes
346213 | 38.6914 | -90.469 | 1MASON34 2 | 34.5 | MISO | X | X | X | 0 | Yes
346214 |  |  | 1MASON34 3 | 34.5 | MISO | 1MASON34 1 | 38.6914 | -90.469 | 2
309112 | 35.2685 | -81.083 | 1MCADCAP | 44 | SERC | X | X | X | 0 | Yes
346211 | 38.7585 | -90.5958 | 1MCCLAY 2 | 34.5 | MISO | X | X | X | 0 | Yes
346212 |  |  | 1MCCLAY 3 | 34.5 | MISO | 1MCCLAY 1 | 38.7585 | -90.5958 | 2
309151 | 35.6094 | -80.2326 | 1MEBACAP | 44 | SERC | X | X | X | 0 | Yes
345121 |  |  | 1METAL1 | 34.5 | MISO
345122 |  |  | 1METAL2 | 34.4 | MISO
309120 | 35.8905 | -81.5515 | 1MILLCAP | 44 | SERC | X | X | X | 0 | Yes
362648 |  |  | 1MILNGTN SOL | 34.5 | SERC
347707 |  |  | 1MISS 1 | 34.5 | MISO | 1MISS 3 | 38.8866 | -90.1506 | 2
347708 | 38.8866 | -90.1506 | 1MISS 2 | 34.5 | MISO | X | X | X | 0 | Yes
397307 |  |  | 1MOBILE | 34.5 | GULF
309131 | 35.6246 | -80.8193 | 1MOCKCAP | 44 | SERC | X | X | X | 0 | Yes
309132 | 34.9929 | -80.5628 | 1MONRCAP | 44 | SERC | X | X | X | 0 | Yes
397411 |  |  | 1MONSANTO13 | 13.8 | GULF
309121 | 35.2554 | -81.3229 | 1MORGCAP | 44 | SERC | X | X | X | 0 | Yes
363018 |  |  | 1MORRIS | 13 | SERC
309133 | 35.246 | -80.6791 | 1MORSCAP | 44 | SERC | X | X | X | 0 | Yes
362818 |  |  | 1MOSCOW TN | 15 | SERC
309141 | 36.2089 | -79.9273 | 1MOTLCAP | 44 | SERC | X | X | X | 0 | Yes
325052 |  |  | 1MUHLNBR COL | 34.5 | SERC
325036 |  |  | 1MUHLNBR GEN | 0.6 | SERC
325051 |  |  | 1MUHLNBR INV | 34.5 | SERC
362829 |  |  | 1MUS SH SLR1 | 34.5 | SERC
363009 |  |  | 1N SELMER | 26 | SERC
348989 |  |  | 1N. UTICA | 0.7 | MISO
309113 | 35.0317 | -81.4929 | 1NINECAP | 44 | SERC | X | X | X | 0 | Yes
348758 |  |  | 1NUTICA | 34.5 | MISO | 1NLASALLE 4 | 41.331 | -88.9737 | 1
309122 | 35.6725 | -80.6875 | 1NWT13CAP | 44 | SERC | X | X | X | 0 | Yes
309148 |  |  | 1NWT24CAP | 44 | SERC | 1NEWTON | 35.6725 | -80.6875 | 2
346205 | 38.8087 | -90.6206 | 1OFALLON 2 | 34.5 | MISO | X | X | X | 0 | Yes
348986 |  |  | 1OGLBSY1 | 34.5 | MISO
346198 | 38.6797 | -90.2929 | 1PAGE 2 | 34.5 | MISO | X | X | X | 0 | Yes
346199 |  |  | 1PAGE 3 | 34.5 | MISO | 1PAGE 1 | 38.6797 | -90.2929 | 2
311904 |  |  | 1PD1A | 18 | SC
311905 |  |  | 1PD1ST | 18 | SC
397126 |  |  | 1PEA RIDG | 13.8 | GULF
309716 |  |  | 1PELHAMPV | 44 | SERC
344591 |  |  | 1PERSHALL1 | 12 | MISO
344592 |  |  | 1PERSHALL2 | 12 | MISO
309086 | 35.1312 | -82.5069 | 1PICKCAP | 44 | SERC | X | X | X | 0 | Yes
309142 | 36.3305 | -80.4397 | 1PINACAP | 44 | SERC | X | X | X | 0 | Yes
309810 |  |  | 1PINSONPV | 44 | SERC | 1WOODRUF | 34.7344 | -82.0522 | 1
309087 | 35.2538 | -82.6825 | 1PISGCAP | 44 | SERC | X | X | X | 0 | Yes
309143 |  |  | 1PRSTCAP | 44 | SERC
348984 |  |  | 1PSS_C1 | 34.5 | MISO
348983 |  |  | 1PSS_PAD | 34.5 | MISO
383449 |  |  | 1QUITMAN2 PV | 34.5 | SOCO
344723 |  |  | 1RAMONA1 | 12.5 | MISO
344724 |  |  | 1RAMONA2 | 12.5 | MISO
311890 |  |  | 1RBPV_GEN | 34.5 | SC
309088 | 35.17 | -81.3445 | 1REEDCAP | 44 | SERC | X | X | X | 0 | Yes
336954 |  |  | 1RELIANT S1 | 22 | MISO
336952 |  |  | 1RELIANT T2 | 18 | MISO
336953 |  |  | 1RELIANT T3 | 18 | MISO
309114 |  |  | 1REM5CAP | 44 | SERC
309097 |  |  | 1REM7CAP | 44 | SERC | 1TURNER | 35.3348 | -82.1863 | 2
309123 | 35.7771 | -81.4359 | 1RHODCAP | 44 | SERC | X | X | X | 0 | Yes
348095 |  |  | 1RIDGE 1 | 34.5 | MISO | 1RIDGE 3 | 38.6198 | -90.1311 | 2
348096 | 38.6198 | -90.1311 | 1RIDGE 2 | 34.5 | MISO | X | X | X | 0 | Yes
309135 | 35.3597 | -80.9746 | 1RIVRCAP | 44 | SERC | X | X | X | 0 | Yes
503500 | 40.4185 | -95.5141 | 1ROCKPT | 13.2 | SPP
503501 | 40.4185 | -95.5141 | 1ROCKPTG1 | 0.6 | SPP
309136 | 35.1161 | -81.1385 | 1ROUGCAP | 44 | SERC | X | X | X | 0 | Yes
309144 | 35.5609 | -80.5735 | 1RUTLCAP | 44 | SERC | X | X | X | 0 | Yes
370954 |  |  | 1SAND SOL | 34.5 | SERC
383409 |  |  | 1SANDHLS SLR | 34.5 | SOCO
346197 | 38.2887 | -90.413 | 1SANDY_CK 2 | 34.5 | MISO | X | X | X | 0 | Yes
396630 |  |  | 1SAUFLEY SLR | 34.5 | GULF
346215 | 38.1679 | -90.3718 | 1SELMA 2 | 34.5 | MISO | X | X | X | 0 | Yes
309076 | 34.6892 | -82.9711 | 1SENECAP | 44 | SERC | X | X | X | 0 | Yes
347539 |  |  | 1SGCK1 E1 | 34.5 | MISO
347538 |  |  | 1SGCK1 PAD | 34.5 | MISO
348230 | 39.347 | -88.7819 | 1SHELBYVL W | 34.5 | MISO | X | X | X | 0 | Yes
397591 |  |  | 1SINAI2161TR | 13.8 | GULF
364037 |  |  | 1SKYHAWK SOL | 34.5 | SERC
309145 |  |  | 1SRY4CAP | 44 | SERC
396087 |  |  | 1ST ROSA A | 13.8 | GULF
396088 |  |  | 1ST ROSA B | 18 | GULF
309124 | 35.7654 | -80.8937 | 1STATCAP | 44 | SERC | X | X | X | 0 | Yes
397412 |  |  | 1STONECTR 13 | 13.8 | GULF
309789 |  |  | 1STONYKNLLPV | 44 | SERC
361824 |  |  | 1STRATA SOLR | 26 | SERC
309125 | 35.6705 | -82.0523 | 1SUGRCAP | 44 | SERC | X | X | X | 0 | Yes
338653 |  |  | 1SUMMERVLLE# | 13.8 | MISO
309152 | 35.6094 | -80.2326 | 1SWEPCAP | 44 | SERC | X | X | X | 0 | Yes
309126 | 35.3527 | -81.3634 | 1TABLCAP | 44 | SERC | X | X | X | 0 | Yes
386032 |  |  | 1TLDGA SLR G | 34.5 | SOCO
309077 | 34.9089 | -80.3774 | 1TOXACAP | 44 | SERC | X | X | X | 0 | Yes
383453 |  |  | 1TRISTATE PV | 34.5 | SOCO
309098 | 35.3348 | -82.1863 | 1TURNCAP | 44 | SERC | X | X | X | 0 | Yes
309804 |  |  | 1TWOHRTDPV | 44 | SERC
309127 | 35.9188 | -81.1612 | 1TYLRCAP | 44 | SERC | X | X | X | 0 | Yes
309128 | 35.7373 | -81.5429 | 1VALDCAP | 44 | SERC | X | X | X | 0 | Yes
396610 |  |  | 1VALPAR SLR | 34.5 | GULF
370747 |  |  | 1VREG LS | 7.2 | SERC
309099 | 34.96 | -81.91 | 1W SPCAP | 44 | SERC | X | X | X | 0 | Yes
309078 | 35.5078 | -81.5817 | 1WALHCAP | 44 | SERC | X | X | X | 0 | Yes
309146 | 35.9638 | -80.1458 | 1WALNCAP | 44 | SERC | X | X | X | 0 | Yes
346193 | 38.6896 | -90.3795 | 1WARSON 2 | 34.5 | MISO | X | X | X | 0 | Yes
346194 | 38.6896 | -90.3795 | 1WARSON 4 | 34.5 | MISO | X | X | X | 0 | Yes
346195 | 38.5934 | -90.3148 | 1WATSON 2 | 34.5 | MISO | X | X | X | 0 | Yes
346196 |  |  | 1WATSON 3 | 34.5 | MISO | 1WATSON 1 | 38.5934 | -90.3148 | 2
309079 | 35.5078 | -81.5817 | 1WESTCAP | 44 | SERC | X | X | X | 0 | Yes
309137 | 35.4707 | -80.8419 | 1WILDCAP | 44 | SERC | X | X | X | 0 | Yes
309147 | 36.1655 | -81.1361 | 1WILKCAP | 44 | SERC | X | X | X | 0 | Yes
309100 | 34.7344 | -82.0522 | 1WOODCAP | 44 | SERC | X | X | X | 0 | Yes
309115 | 35.0247 | -81.0079 | 1WYLICAP | 44 | SERC | X | X | X | 0 | Yes
315211 | 39.0586 | -77.5419 | X4-039 GT1 | 18 | PJM | [5 empty] | In Service | Stonewall Energy Park | Natural Gas | 800
315212 | 39.0586 | -77.5419 | X4-039 GT2 | 18 | PJM | [5 empty] | In Service | Stonewall Energy Park | Natural Gas | 800
315213 | 39.0586 | -77.5419 | X4-039 ST | 19 | PJM | [5 empty] | In Service | Stonewall Energy Park | Natural Gas | 800
370740 |  |  | 1XSW 1A | 7.2 | SERC
370741 |  |  | 1XSW 1B | 7.2 | SERC
370742 |  |  | 1XSW 1C | 7.2 | SERC
370748 |  |  | 1XSW 1DA | 7.2 | SERC
370749 |  |  | 1XSW 1DB | 7.2 | SERC
370724 |  |  | 1XTF 31C | 7.2 | SERC
370725 |  |  | 1XTF 31D | 7.2 | SERC
370726 |  |  | 1XTF 32A | 7.2 | SERC
370727 |  |  | 1XTF 32B | 7.2 | SERC
370745 |  |  | 1XTF4LS | 7.2 | SERC
370746 |  |  | 1XTF5LS | 7.2 | SERC
362930 |  |  | 1YUM YUM SOL | 34.5 | SERC
315241 | 36.7185 | -77.6531 | Z1-086 GT1 | 20 | PJM | [5 empty] | In Service | Greensville Generating Facility | Natural Gas | 1681
315242 | 36.7185 | -77.6531 | Z1-086 GT2 | 20 | PJM | [5 empty] | In Service | Greensville Generating Facility | Natural Gas | 1681
315243 | 36.7185 | -77.6531 | Z1-086 GT3 | 20 | PJM | [5 empty] | In Service | Greensville Generating Facility | Natural Gas | 1681
315244 | 36.7185 | -77.6531 | Z1-086 ST | 24 | PJM | [5 empty] | In Service | Greensville Generating Facility | Natural Gas | 1681
203039 |  |  | 2617THST | 46 | PJM | 26ALTOONA | 40.4662 | -78.3259 | 1
203936 | 41.7329 | -76.4961 | AA1-144 G1 | 13.8 | PJM
203937 | 41.7329 | -76.4961 | AA1-144 G2 | 13.8 | PJM
203935 | 41.7329 | -76.4961 | 26AA1-144 MN | 230 | PJM | 26GROVER | 41.6155 | -76.8444 | 2
203934 | 41.7329 | -76.5025 | 26AA1-144POI | 230 | PJM | 26GROVER | 41.6155 | -76.8444 | 1
203038 |  |  | 26COLNSVLE2 | 46 | PJM | 26ALTOONA | 40.4662 | -78.3259 | 2
200921 | 41.5841 | -80.1036 | 26FRANKLNB | 115 | PJM | 26GENEVA | 41.5308 | -80.2162 | 1
202698 |  |  | 26RAYSTWNTAP | 46 | PJM | 26RAYSTOWN | 40.4557 | -78.0361 | 1
203340 |  |  | 26VENGO JT | 34.5 | PJM
203905 | 40.1098 | -77.6602 | 26W1-045 C | 23 | PJM | X | X | X | 0 | Yes
201144 |  |  | 26W3-099 C | 230 | PJM | 26ERIE E | 42.1657 | -79.8358 | 2
205902 | 40.2684 | -75.8009 | AA2-115 | 23.5 | PJM | [5 empty] | In Service | Birdsboro Power LLC Generation Facility | Natural Gas | 450
204698 |  |  | 27BIRCHWOOD | 69 | PJM | 27WALKER | 41.3617 | -75.219 | 1
204697 | 41.0785 | -75.0243 | 27BUSHKILL | 69 | PJM | 27WALKER | 41.3617 | -75.219 | 2
204871 | 40.3648 | -75.9388 | 27CARTECH_WS | 69 | PJM | 27CAR TECH | 40.3648 | -75.9388 | 1
204805 |  |  | 27HUNTRS_SVC | 28 | PJM
204696 | 41.0605 | -75.0597 | 27SHAWNEE | 69 | PJM
205911 |  |  | W2-094 | 115 | PJM | 27STRABAN | 39.8231 | -77.1872 | 1
207412 |  |  | AA2-060 E | 34.5 | PJM | 28SUSSEX B | 41.21 | -74.61 | 2 |  | In Service | Roy Road Battery Storage Facility | Storage | 6
207413 |  |  | AA2-061 E | 34.5 | PJM | 28SUSSEX B | 41.21 | -74.61 | 2 |  | In Service | Roy Road Battery Storage Facility | Storage | 8
206774 |  |  | 28ALEX+ | 34.5 | PJM | 28ROCKTOWN | 40.4 | -74.86 | 1
206771 |  |  | 28AMER_CAN | 34.5 | PJM | 28WASHNTON | 40.75 | -74.98 | 1
206820 |  |  | 28ATLANT_SVC | 13.8 | PJM
207178 |  |  | 28AUROBINDO | 34.5 | PJM | 28MCGRAW-H | 40.2745 | -74.5465 | 1
206772 |  |  | 28BASF | 34.5 | PJM | 28WA_W3-044 | 40.75 | -74.98 | 1
207179 |  |  | 28SIXFLAGS | 34.5 | PJM | 28GRT AD V | 40.1397 | -74.4511 | 2
207174 | 40.1397 | -74.4511 | 28SIXFLAGS_H | 34.5 | PJM | X | X | X | 0 | Yes
207173 | 40.1397 | -74.4511 | 28SIXFLAGS_V | 34.5 | PJM | X | X | X | 0 | Yes
206775 |  |  | 28TEX_EAST | 34.5 | PJM | 28RINGO Y | 40.41 | -74.87 | 1
207177 |  |  | 28WAMPOLE+ | 34.5 | PJM | 28PRINCETO | 40.2847 | -74.5637 | 1
206770 |  |  | 28WWHRTN_SVC | 18 | PJM
371220 |  |  | 2ADAMRUN | 46 | SERC
311832 |  |  | 2ALLNDL_TAP | 69 | SC | 2ALLENDALE | 32.9731 | -81.1295 | 1
362248 |  |  | 2ARDMORE AL | 46 | SERC
301624 |  |  | 2BEVIERLD | 69 | SERC | 2BEVIER | 39.5744 | -92.655 | 2
301623 | 39.5744 | -92.655 | 2BEVIERTP | 69 | SERC | X | X | X | 0 | Yes
349816 |  |  | 2BIG NECK | 69 | MISO | 2BURTON | 39.9344 | -91.2227 | 2
325035 |  |  | 2BLUE SOL TP | 69 | SERC | 2MILLRSB624 | 36.7956 | -88.8339 | 1
325050 |  |  | 2BLUE SOLAR | 69 | SERC | 2MILLRSB624 | 36.7956 | -88.8339 | 2
349818 |  |  | 2BLUF SPRNGS | 69 | MISO | 2ARENZVILLE | 39.8965 | -90.4713 | 1
341176 |  |  | 2BOSTON J | 69 | PJM
338729 |  |  | 2BROOKLAND# | 69 | MISO | 2FARVILLE# | 35.8046 | -90.7181 | 1
338841 |  |  | 2BROWNSVLL# | 69 | MISO | 2PARTAIN# | 35.6197 | -92.4873 | 2
307819 |  |  | 2BUS 307819 | 66 | SERC
307847 |  |  | 2BUS 307847 | 66 | SERC
308520 |  |  | 2BUS 308520 | 66 | SERC | 2THORPE | 35.2335 | -83.1264 | 2
308523 | 35.2335 | -83.1264 | 2BUS 308523 | 66 | SERC | X | X | X | 0 | Yes
308524 | 35.2335 | -83.1264 | 2BUS 308524 | 66 | SERC | X | X | X | 0 | Yes
308525 |  |  | 2BUS 308525 | 66 | SERC | 2THORPE | 35.2335 | -83.1264 | 2
308526 |  |  | 2BUS 308526 | 66 | SERC | 2THORPE | 35.2335 | -83.1264 | 2
308527 |  |  | 2BUS 308527 | 66 | SERC | 2WEBSTER | 35.2754 | -83.4027 | 1
308528 |  |  | 2BUS 308528 | 66 | SERC | 2WEBSTER | 35.2754 | -83.4027 | 2
308529 |  |  | 2BUS 308529 | 66 | SERC
308530 |  |  | 2BUS 308530 | 66 | SERC
308531 |  |  | 2BUS 308531 | 66 | SERC | 2WEBSTER | 35.2754 | -83.4027 | 2
308532 |  |  | 2BUS 308532 | 66 | SERC
308533 |  |  | 2BUS 308533 | 66 | SERC | 2SWAIN66 | 35.2834 | -83.405 | 2
308534 |  |  | 2BUS 308534 | 66 | SERC | 2SWAIN66 | 35.2834 | -83.405 | 2
308535 |  |  | 2BUS 308535 | 66 | SERC | 2WEBSTER | 35.2754 | -83.4027 | 2
308536 |  |  | 2BUS 308536 | 66 | SERC | 2LAKEMYA | 35.3037 | -83.4299 | 1
308537 |  |  | 2BUS 308537 | 66 | SERC | 2LAKEMYA | 35.3037 | -83.4299 | 2
308538 |  |  | 2BUS 308538 | 66 | SERC
308539 |  |  | 2BUS 308539 | 66 | SERC | 2LAKEMYA | 35.3037 | -83.4299 | 2
308540 |  |  | 2BUS 308540 | 66 | SERC | 2THORPE | 35.2335 | -83.1264 | 2
308548 |  |  | 2BUS 308548 | 66 | SERC | 2WEBSTER | 35.2754 | -83.4027 | 2
308549 |  |  | 2BUS 308549 | 66 | SERC | 2WEBSTER | 35.2754 | -83.4027 | 1
308550 |  |  | 2BUS 308550 | 66 | SERC
308551 |  |  | 2BUS 308551 | 66 | SERC
308552 |  |  | 2BUS 308552 | 66 | SERC
308553 |  |  | 2BUS 308553 | 66 | SERC
308554 |  |  | 2BUS 308554 | 66 | SERC
308556 |  |  | 2BUS 308556 | 66 | SERC | 2LAKEMYA | 35.3037 | -83.4299 | 1
308557 |  |  | 2BUS 308557 | 66 | SERC | 2LAKEMYA | 35.3037 | -83.4299 | 1
308560 |  |  | 2BUS 308560 | 66 | SERC
308561 |  |  | 2BUS 308561 | 66 | SERC | 2THORPE | 35.2335 | -83.1264 | 1
308562 |  |  | 2BUS 308562 | 66 | SERC | 2SWAIN66 | 35.2834 | -83.405 | 1
308564 |  |  | 2BUS 308564 | 66 | SERC
308565 |  |  | 2BUS 308565 | 66 | SERC
308567 |  |  | 2BUS 308567 | 66 | SERC | 2WEBSTER | 35.2754 | -83.4027 | 1
308568 |  |  | 2BUS 308568 | 66 | SERC | 2WEBSTER | 35.2754 | -83.4027 | 2
308570 |  |  | 2BUS 308570 | 66 | SERC
308580 |  |  | 2BUS 308580 | 66 | SERC
308585 |  |  | 2BUS 308585 | 66 | SERC | 2SWAIN66 | 35.2834 | -83.405 | 2
308590 |  |  | 2BUS 308590 | 66 | SERC | 2SWAIN66 | 35.2834 | -83.405 | 1
308629 |  |  | 2BUS 308629 | 66 | SERC | 2SWAIN66 | 35.2834 | -83.405 | 1
309630 |  |  | 2BUS 309630 | 66 | SERC | 2LAKEMYA | 35.3037 | -83.4299 | 2
503507 | X | X | 2BUTLEREGEN | 69 | SPP
311882 | 34.66 | -79.99 | 2CENTRFLD | 69 | SC | X | X | X | 0 | Yes
335448 | 30.5409 | -91.9703 | 2CHAMPAGNE_2 | 69 | MISO | X | X | X | 0 | Yes
503503 | 39.7831 | -93.5644 | 2CHILCTYBGEN | 69 | SPP | X | X | X | 0 | Yes
503502 | 39.7831 | -93.5644 | 2CHILCTYGEN | 69 | SPP | X | X | X | 0 | Yes
301626 | 38.3891 | -93.7605 | 2CLINTNLD | 69 | SERC | X | X | X | 0 | Yes
345936 |  |  | 2COL1_1J817 | 34.5 | MISO
347834 |  |  | 2COL1_1J853 | 34.5 | MISO
345937 |  |  | 2COL1_2J817 | 34.5 | MISO
347835 |  |  | 2COL1_2J853 | 34.5 | MISO
335731 |  |  | 2COLY_2! | 69 | MISO | 2LOBLOLLY | 30.4918 | -90.8633 | 1
335732 | 30.4878 | -90.8969 | 2COLY_3! | 69 | MISO | X | X | X | 0 | Yes
335707 |  |  | 2COLY_REA1 | 69 | MISO | 2LOBLOLLY | 30.4918 | -90.8633 | 2
324690 |  |  | 2DAWSON TAP | 69 | SERC | 2HARDESTY B | 37.1952 | -87.662 | 1
335533 |  |  | 2DIAMOND_TP | 69 | MISO | 2SALT_DOM_TP | 30.3228 | -91.2674 | 1
338844 |  |  | 2DRASCO# | 69 | MISO
338843 |  |  | 2DRASCO-TAP# | 69 | MISO | 2HEBER.N | 35.5053 | -92.0099 | 2
338840 |  |  | 2EDGEMONT# | 69 | MISO | 2PARTAIN# | 35.6197 | -92.4873 | 1
301646 |  |  | 2EDMONSON | 69 | SERC | 2MTHULD | 38.338 | -93.1556 | 1
301632 |  |  | 2FAIRPTLD | 69 | SERC | 2PATBRG | 40.12 | -94.1232 | 1
349990 |  |  | 2FANCY CRK | 69 | MISO | 2MIDLTWN TAP | 40.0316 | -89.6796 | 1
301618 |  |  | 2FTGIBSNKAMO | 69 | SERC | OKAYGR 2 | 35.8561 | -95.311 | 2
301571 |  |  | 2FTWOOD4TP | 69 | SERC | 2FTWOOD4 | 37.7869 | -92.121 | 1
338654 |  |  | 2HAMPTON# | 69 | MISO
335700 |  |  | 2HARELSON_2! | 69 | MISO | 2DRUSILLA! | 30.4306 | -91.0859 | 1
338828 |  |  | 2HARMONYGR# | 69 | MISO | 2MCCLELLAN | 33.5641 | -92.7925 | 1
338845 |  |  | 2HEB-S-E-TP# | 69 | MISO | 2HEBER.N | 35.5053 | -92.0099 | 1
338846 |  |  | 2HEB-SP-E# | 69 | MISO | 2HEBER.N | 35.5053 | -92.0099 | 2
338655 |  |  | 2HIGHLANDS-E | 69 | MISO | 2MCCLELLAN | 33.5641 | -92.7925 | 2
338827 |  |  | 2HOLLYSPR# | 69 | MISO | 2MCCLELLAN | 33.5641 | -92.7925 | 2
300481 |  |  | 2HONEYCREEK | 69 | SERC
347242 | 40.4733 | -87.6839 | 2HOOPESTN S | 69 | MISO | X | X | X | 0 | Yes
344015 |  |  | 2HPW-COL-N | 34.5 | MISO
344018 |  |  | 2HPW-COL-S | 34.5 | MISO
344014 |  |  | 2HPW-PAD-N | 34.5 | MISO
344017 |  |  | 2HPW-PAD-S | 34.5 | MISO
347337 |  |  | 2HRWF J468 | 34.5 | MISO
347328 |  |  | 2HRWFCB J468 | 34.5 | MISO
335260 |  |  | 2IOWATAP | 69 | MISO | 2CHLOMAL! | 30.2316 | -93.1278 | 1
347469 |  |  | 2J715 COL | 34.5 | MISO
347468 |  |  | 2J715 PAD | 34.5 | MISO
344438 |  |  | 2J813 COL | 34.5 | MISO
347434 |  |  | 2J813 COL1 | 34.5 | MISO
344437 |  |  | 2J813 PAD | 34.5 | MISO
347433 |  |  | 2J813 PAD1 | 34.5 | MISO
347966 |  |  | 2J845 COL1 | 34.5 | MISO
347965 |  |  | 2J845 COL2 | 34.5 | MISO
347690 |  |  | 2J859_COL1_1 | 34.5 | MISO
347691 |  |  | 2J859_COL1_2 | 34.5 | MISO
325055 |  |  | 2KANSAS TAP | 69 | SERC | 2SO PADUCAH | 37.0589 | -88.5928 | 1
301638 |  |  | 2KANSASKM | 69 | SERC | 2COLCOTP | 36.3139 | -94.7522 | 2
301637 |  |  | 2KANSASTP | 69 | SERC | 2COLCOTP | 36.3139 | -94.7522 | 1
301625 |  |  | 2KMBRLN | 69 | SERC | 2KMBRLNTP | 36.6314 | -93.4244 | 1
349819 |  |  | 2KUHLMAN PPI | 69 | MISO | 2ARENZVILLE | 39.8965 | -90.4713 | 1
335234 |  |  | 2LACASSNTAP | 69 | MISO | 2DEROUEN | 30.2312 | -92.9801 | 1
309159 | 35.3037 | -83.4299 | 2LAKEMOR | 66 | SERC | X | X | X | 0 | Yes
503508 | 37.4988 | 94.1871 | 2LAMRLNDFL | 69 | SPP | 2JACK ST | 37.5033 | -94.268 | 1
341732 |  |  | 2LANCASTER T | 69 | PJM | 2GARRARD CO | 37.6181 | -84.5643 | 1
301627 | 39.536 | -94.3162 | 2LATHRPLD | 69 | SERC | X | X | X | 0 | Yes
335277 |  |  | 2LAWTAGTAP | 69 | MISO | 2LINE-13A_TP | 30.2325 | -92.7405 | 1
338727 |  |  | 2LEPANTO# | 69 | MISO | 2MARKTREE# | 35.5151 | -90.6518 | 1
347864 | 38.7615 | -88.5019 | 2LOUISVL E | 69 | MISO | X | X | X | 0 | Yes
347565 | 39.4788 | -88.4195 | 2MATTOONW S | 69 | MISO | X | X | X | 0 | Yes
345220 | 39.4246 | -92.4837 | 2MOBERLY 2 | 69 | MISO | X | X | X | 0 | Yes
301572 |  |  | 2MULDRWTP | 69 | SERC | 2MULDRW | 39.714 | -91.4904 | 1
338826 |  |  | 2NAD# | 69 | MISO | 2MCCLELLAN | 33.5641 | -92.7925 | 1
312999 |  |  | 2NIXVL | 69 | SC | 2NIXVL T | 32.8025 | -81.0078 | 1
345032 |  |  | 2OAKWOOD | 34 | MISO
334727 |  |  | 2ORANGE3! | 69 | MISO | 2EQUITBL | 30.0859 | -93.7421 | 1
334728 |  |  | 2ORANGE4! | 69 | MISO | 2WORANGE | 30.0764 | -93.7681 | 1
334729 |  |  | 2ORANGE5! | 69 | MISO | 2L804T525 | 30.1162 | -93.8135 | 1
301628 |  |  | 2OSBORNTPN | 69 | SERC | 2CROSRDS | 39.7575 | -94.2933 | 1
301629 |  |  | 2OSBORNTPS | 69 | SERC | 2OSBORN | 39.7564 | -94.3075 | 1
346086 | 38.9282 | -92.5686 | 2OVERTON 2 | 69 | MISO | X | X | X | 0 | Yes
301586 |  |  | 2PEORIA | 69 | SERC | 2CHEROKE | 35.95 | -95.98 | 2
301587 |  |  | 2PEORITP | 69 | SERC | 2CHEROKE | 35.95 | -95.98 | 1
325026 |  |  | 2PINE MOUNTN | 69 | SERC | 2BLEDSOE | 36.8914 | -83.3689 | 1
348078 | 40.302 | -88.161 | 2RANTOUL W | 69 | MISO | X | X | X | 0 | Yes
371221 |  |  | 2REDHOUSE RD | 46 | SERC
362138 |  |  | 2RIVER BEND | 34.5 | SERC
349817 |  |  | 2SAIDORA | 69 | MISO | 2KILBOURNE | 40.2382 | -89.8809 | 1
503505 | 39.69 | -92.04 | 2SHELBNGEN | 69 | SPP | X | X | X | 0 | Yes
301630 | 36.0764 | -96.4955 | 2SILVCTYLD | 69 | SERC | X | X | X | 0 | Yes
301631 |  |  | 2SILVCTYTP | 69 | SERC | 2DIXIE | 36.2167 | -96.4177 | 1
338652 |  |  | 2SUMMERVLLE# | 69 | MISO
309157 | 35.2834 | -83.405 | 2SWAINCAP | 66 | SERC | X | X | X | 0 | Yes
338842 |  |  | 2TANENBAUM# | 69 | MISO
314698 |  |  | 2TAYLORS MIL | 69 | PJM | 2CHTM TP | 36.8495 | -79.3876 | 1
503506 | 39.7875 | -92.4224 | 2TENMILEGEN | 69 | SPP | X | X | X | 0 | Yes
309155 | 35.2335 | -83.1264 | 2THORPEC | 66 | SERC | X | X | X | 0 | Yes
335680 |  |  | 2TIGER_1! | 69 | MISO | 2ESSEN_TP | 30.4041 | -91.1271 | 1
335679 | 30.3848 | -91.176 | 2TIGER_5! | 69 | MISO | X | X | X | 0 | Yes
503504 | 40.1045 | -93.601 | 2TRENCTGEN | 69 | SPP | X | X | X | 0 | Yes
349934 |  |  | 2URSA | 69 | MISO | 2BURTON | 39.9344 | -91.2227 | 1
349822 |  |  | 2VIRGINIA | 69 | MISO | 2KILBOURNE | 40.2382 | -89.8809 | 2
309156 | 35.2754 | -83.4027 | 2WEBSTERC | 66 | SERC | X | X | X | 0 | Yes
349910 |  |  | 2WILLIAMS | 69 | MISO | 2ADAMS PPI | 39.8369 | -91.1854 | 1
146883 |  |  | 3116_TAP | 13.2 | NYISO
316131 |  |  | AB2-060SOLA | 115 | PJM | 3BUTCHER CRK | 36.8862 | -78.3558 | 1 |  | In Service | Chase City Solar | Solar | 80
315619 |  |  | 3AB2-169SOLA | 115 | PJM | 3FIVE PT | 35.5735 | -76.8641 | 2
385478 |  |  | 3ACIPCO NO2 | 115 | SOCO | 3ACIPCO NO1 | 33.5472 | -86.8431 | 1
385482 |  |  | 3ACIPCO12 TP | 115 | SOCO | 3FORESTTP | 33.5618 | -86.8507 | 1
397128 |  |  | 3AIR CHM TP | 115 | GULF
397135 |  |  | 3AIR PROD | 115 | GULF
397336 |  |  | 3AIRPORT | 115 | GULF
397500 |  |  | 3ALFORD T | 115 | GULF | 3ALFORD | 30.6983 | -85.3441 | 1
397530 |  |  | 3ALTHA GULF | 115 | GULF | 3ALTHA PS | 30.5151 | -85.1222 | 2
397130 |  |  | 3AMER CYN | 115 | GULF
397125 |  |  | 3AMER CYN TA | 115 | GULF
385476 |  |  | 3ANSTN SLR | 115 | SOCO | 3FTMCCLEL | 33.7327 | -85.7969 | 1
397524 |  |  | 3APPALACHEE | 115 | GULF | 3SNEADS | 30.7253 | -84.9559 | 1
397894 |  |  | 3ARGYLE | 115 | GULF | 3SROSABCH | 30.3781 | -86.2294 | 2
397113 |  |  | 3AVALON-GP | 115 | GULF
397114 |  |  | 3AVLONTAP | 115 | GULF
381799 |  |  | 3BANKS XING | 115 | SOCO | 3NCOMMERCE J | 34.2223 | -83.4422 | 1
397910 |  |  | 3BAY CNTY | 115 | GULF | 3ALFORD | 30.6983 | -85.3441 | 2
397691 |  |  | 3BAYCNT231 | 115 | GULF
397050 |  |  | 3BAYOU CH | 115 | GULF
397010 |  |  | 3BAYOU MA | 115 | GULF
397015 |  |  | 3BCH HAVN | 115 | GULF
397056 |  |  | 3BEAVER C | 115 | GULF
397001 |  |  | 3BELLVIEW3 | 115 | GULF
370197 |  |  | 3BEULAH SOL | 115 | SERC | 3BATESB | 33.9135 | -81.5642 | 1
397150 |  |  | 3BLK JACK | 115 | GULF | 3BREITBURN | 31.0062 | -87.2436 | 2
397112 |  |  | 3BLKWTR | 115 | GULF
397535 |  |  | 3BLNTSTN | 115 | GULF
370594 |  |  | 3BLUFF TIE_T | 115 | SERC | 3BLUF-BLUF_P | 32.2752 | -80.9582 | 1
397570 |  |  | 3BONIFAY | 115 | GULF | 3BONIFAY_PS | 30.7961 | -85.8034 | 1
397575 |  |  | 3BONIFAY T | 115 | GULF | 3PITTMAN | 30.9524 | -85.8656 | 2
388738 |  |  | 3BP SO TAP | 115 | SOCO | 3MOSSPT E3 | 30.3906 | -88.5169 | 1
397070 |  |  | 3BRENTWD | 115 | GULF
370415 |  |  | 3BRIDGST2 | 115 | SERC | 3BRIDGST | 33.56 | -81.89 | 1
311885 |  |  | 3BUCKSPV | 115 | SC | 3BUCKSVILLE | 33.7737 | -79.0511 | 1
370521 | 32.4427 | -80.7365 | 3BURT_T3 | 115 | SERC | X | X | X | 0 | Yes
385467 |  |  | 3BUTTERMLKDS | 115 | SOCO | 3COTNDALE | 33.1986 | -87.5345 | 2
385466 |  |  | 3BUTTERMLKTP | 115 | SOCO | 3COTNDALE | 33.1986 | -87.5345 | 1
397025 |  |  | 3BYRNVLE | 115 | GULF | 3FLOMATON | 31.0111 | -87.2882 | 1
397861 |  |  | 3CALLAWAY3 | 115 | GULF | 3GASKIN 3 | 30.2425 | -85.4682 | 1
311887 |  |  | 3CAMPPV | 115 | SC | 3CAMPFL2 | 33.4496 | -79.2708 | 1
385056 |  |  | 3CANOE CK | 115 | SOCO | 3RAINBOW | 33.9301 | -86.0697 | 1
397035 |  |  | 3CANTONME | 115 | GULF
388467 | 30.6228 | -89.6616 | 3CARRIERE B2 | 115 | SOCO | X | X | X | 0 | Yes
397343 | 30.7961 | -85.8069 | 3CARYVILLE | 115 | GULF | X | X | X | 0 | Yes
397586 |  |  | 3CAVERNS | 115 | GULF
397036 |  |  | 3CHAMPION | 115 | GULF
304558 | 34.874 | -76.8698 | 3CHERRY PT3 | 115 | SERC | X | X | X | 0 | Yes
314445 | 36.771 | -76.3031 | 3CHESAPK PS2 | 115 | PJM
314446 | 36.771 | -76.3031 | 3CHESAPK PS3 | 115 | PJM
385479 |  |  | 3CHILDERSTP | 115 | SOCO | 3NEWCHLDT | 33.2314 | -86.317 | 1
397565 |  |  | 3CHIPLEY | 115 | GULF
397580 |  |  | 3CHIPLY T | 115 | GULF
397590 |  |  | 3CHIPOLA | 115 | GULF
388096 |  |  | 3CLARK EM | 115 | SOCO | 3SWEATT B2 | 32.2922 | -88.745 | 2
388097 |  |  | 3CLARKEMT | 115 | SOCO | 3SWEATT B2 | 32.2922 | -88.745 | 1
385483 |  |  | 3COASTFOR TP | 115 | SOCO | 3ECIGREEN | 31.7808 | -86.6338 | 1
381008 |  |  | 3COGDELL | 115 | SOCO | 3PEARSON J | 31.1909 | -82.7586 | 1
381281 |  |  | 3CONCORD GRV | 115 | SOCO | 3LOCKWIND J | 33.916 | -84.5491 | 1
313899 |  |  | 3COOL SPRING | 115 | PJM | 3BENSON | 36.0156 | -77.7246 | 1
313737 |  |  | 3COPELD DP | 115 | PJM | 3HOLLAND | 36.6945 | -76.7244 | 1
397100 |  |  | 3CORDOVA | 115 | GULF
397335 |  |  | 3CRESTVW B1 | 115 | GULF | 3HOLT | 30.6985 | -86.788 | 2
397332 |  |  | 3CRESTVW B2 | 115 | GULF | 3HOLT | 30.6985 | -86.788 | 1
397061 |  |  | 3CRIST3 B1 | 115 | GULF
397062 |  |  | 3CRIST3 B2 | 115 | GULF
397063 |  |  | 3CRIST3 B3 | 115 | GULF
397064 |  |  | 3CRIST3 B4 | 115 | GULF
397066 |  |  | 3CRIST3 B5 | 115 | GULF
397109 |  |  | 3CRKED CK | 115 | GULF
397783 |  |  | 3CRSTLBCH | 115 | GULF | 3BLUEWTER | 30.4739 | -86.4117 | 1
397520 |  |  | 3CYPRESS | 115 | GULF | 3W GR RDG | 30.7402 | -85.0203 | 1
385473 |  |  | 3DALLS SLR | 115 | SOCO | 3SELMA TS | 32.4226 | -87.0681 | 1
313756 |  |  | 3DAWSONS CR | 115 | PJM | 3SO JUSTICE | 36.2765 | -77.5483 | 1
397017 |  |  | 3DEATON | 115 | GULF | 3HOLT | 30.6985 | -86.788 | 1
397785 |  |  | 3DESTIN | 115 | GULF
397080 |  |  | 3DEVILLIE | 115 | GULF
397314 |  |  | 3DUKE FLD | 115 | GULF
397338 |  |  | 3E CRVW | 115 | GULF
397337 |  |  | 3E CRVW T | 115 | GULF | 3HOLT | 30.6985 | -86.788 | 2
397095 |  |  | 3E GATE | 115 | GULF
305101 |  |  | 3E10-ALLENDL | 115 | SERC | 3RAEFRD115ST | 34.9301 | -79.1691 | 1
397265 |  |  | 3EAST BAY | 115 | GULF
397330 |  |  | 3EGLIN | 115 | GULF
397306 |  |  | 3EGLIN W G | 115 | GULF
385400 |  |  | 3EHEFLIN | 115 | SOCO | 3RANBURNE | 33.5355 | -85.3674 | 2
385409 |  |  | 3EHEFLINTP | 115 | SOCO | 3RANBURNE | 33.5355 | -85.3674 | 1
385324 |  |  | 3EIGHT MILE | 115 | SOCO | 3N MOBILE B1 | 30.7724 | -88.1286 | 1
397092 |  |  | 3ELLYSON | 115 | GULF
385453 |  |  | 3ENVIVA | 115 | SOCO | 3GREENCO3 | 32.603 | -87.7817 | 2
385454 |  |  | 3ENVIVATP | 115 | SOCO | 3GREENCO3 | 32.603 | -87.7817 | 1
397145 |  |  | 3EXXON | 115 | GULF | 3BREITBURN | 31.0062 | -87.2436 | 1
397045 |  |  | 3FAIRFLD-GP | 115 | GULF
382529 |  |  | 3FITZGERALD5 | 115 | SOCO | 3FITZGERALD4 | 31.7293 | -83.2926 | 1
313755 |  |  | 3FLAT CREEK | 115 | PJM | 3LONEPN | 37.1425 | -78.0661 | 1
397277 |  |  | 3FREEDOM | 115 | GULF
316110 |  |  | 3FROG LICK | 115 | PJM | 3REAMS D | 37.0892 | -77.4252 | 1
385451 |  |  | 3FTRUCKERTS | 115 | SOCO | 3FTRUCK#1 | 31.3227 | -85.7079 | 1
397290 |  |  | 3FTWALTON | 115 | GULF
397889 |  |  | 3G BCH TP | 115 | GULF | 3GRAY BCH | 30.3401 | -86.1637 | 1
370222 |  |  | 3G FERRY | 115 | SERC | 3EASTOVER! | 33.9006 | -80.6447 | 1
397811 |  |  | 3GENEVATP | 115 | GULF | 3PITTMAN | 30.9524 | -85.8656 | 1
397340 |  |  | 3GLENDALE | 115 | GULF
397345 |  |  | 3GLENTAP | 115 | GULF | 3PITTMAN | 30.9524 | -85.8656 | 2
397085 |  |  | 3GOULDING | 115 | GULF
382561 |  |  | 3GP SAWMILL | 115 | SOCO | 3USMC ALT | 31.5577 | -84.0552 | 2
397013 |  |  | 3GP-IC621_PO | 115 | GULF | 3W GR RDG | 30.7402 | -85.0203 | 2
397014 |  |  | 3GP-IC643_PO | 115 | GULF | 3FLOMATON | 31.0111 | -87.2882 | 2
382560 |  |  | 3GPSAWMILL J | 115 | SOCO | 3USMC ALT | 31.5577 | -84.0552 | 1
397560 |  |  | 3GRACETAP | 115 | GULF | 3PITTMAN | 30.9524 | -85.8656 | 2
397555 |  |  | 3GRACVLE | 115 | GULF
397835 |  |  | 3GREENWD-GP | 115 | GULF
397880 |  |  | 3GRNHEAD | 115 | GULF
397260 |  |  | 3GULF BRZ | 115 | GULF
311939 |  |  | 3GUNSIGHT_SO | 115 | SC | 3SWANSE | 33.6935 | -80.9981 | 1
397805 |  |  | 3HATH TAP | 115 | GULF
397810 |  |  | 3HATHAWAY-GP | 115 | GULF
397786 |  |  | 3HENDERSON | 115 | GULF | 3BLUEWTER | 30.4739 | -86.4117 | 2
397850 |  |  | 3HIGH CTY | 115 | GULF
397268 |  |  | 3HLLY SLR TP | 115 | GULF
397802 |  |  | 3HOLIDAY | 115 | GULF
397267 |  |  | 3HOLLEY SLR | 115 | GULF
397545 |  |  | 3HOLMES C | 115 | GULF | 3PITTMAN | 30.9524 | -85.8656 | 1
397075 |  |  | 3HONEYSUC | 115 | GULF
382601 |  |  | 3HOSEA RD | 115 | SOCO | 3BLAZE J | 33.9955 | -83.9353 | 2
382600 |  |  | 3HOSEA RD J | 115 | SOCO | 3BLAZE J | 33.9955 | -83.9353 | 1
397275 |  |  | 3HURLBURT | 115 | GULF
397020 |  |  | 3INNERARI | 115 | GULF
397886 |  |  | 3IPC | 115 | GULF
316085 |  |  | 3IVORY LANE | 115 | PJM | 3EMPORIA | 36.7043 | -77.5691 | 1
397012 |  |  | 3JACOB | 115 | GULF
397115 |  |  | 3JAY RD1 | 115 | GULF | 3HOLT | 30.6985 | -86.788 | 2
397116 |  |  | 3JAY RD2 | 115 | GULF
381909 | 33.772 | -84.4122 | 3JEFFSN ST 2 | 115 | SOCO | 3JEFFERSN ST | 33.772 | -84.4122 | 1
383170 |  |  | 3KAWIKEE | 115 | SOCO | 3LUMPKIN | 32.0536 | -84.7465 | 1
397840 |  |  | 3L SMITH3 B1 | 115 | GULF
397841 |  |  | 3L SMITH3 B2 | 115 | GULF
397842 |  |  | 3L SMITH3 B3 | 115 | GULF
385486 |  |  | 3LAF CITYSUB | 115 | SOCO | 3LAF CITY | 32.879 | -85.39 | 1
397766 |  |  | 3LAGUNA B3 | 115 | GULF
382311 |  |  | 3LANZATECH J | 115 | SOCO | 3SOPERTON PR | 32.3697 | -82.5973 | 1
397255 |  |  | 3LIVE OAK | 115 | GULF
397254 |  |  | 3LIVEOAK2 | 115 | GULF
397800 |  |  | 3LONG BEACH | 115 | GULF
397795 |  |  | 3LULLTAP | 115 | GULF
397790 |  |  | 3LULLWTR | 115 | GULF
385485 |  |  | 3LUVERNE TP | 115 | SOCO | 3LUVERNE | 31.6837 | -86.2465 | 1
397250 |  |  | 3M BAYOU3 | 115 | GULF
397585 |  |  | 3MARIANNA | 115 | GULF | 3ALFORD | 30.6983 | -85.3441 | 2
370530 |  |  | 3MAYRIV | 115 | SERC | 3PRITCH_T | 32.3008 | -81.0595 | 2
370424 |  |  | 3MAYRIV_T | 115 | SERC | 3PRITCH_T | 32.3008 | -81.0595 | 1
381247 |  |  | 3MCDON SAT6 | 115 | SOCO | 3JACK MCDON | 33.8228 | -84.4768 | 1
311878 |  |  | 3MCQUEEN_TP2 | 115 | SC | 3RIDGV | 33.2018 | -80.3665 | 1
385448 |  |  | 3MCQUENSMTH | 115 | SOCO | 3PRTMNTTP | 32.4693 | -86.452 | 1
397755 |  |  | 3MILLER F | 115 | GULF
397334 |  |  | 3MILLIGAN | 115 | GULF
397333 |  |  | 3MILLIGANTAP | 115 | GULF | 3HOLT | 30.6985 | -86.788 | 2
397780 |  |  | 3MIRAMAR | 115 | GULF | 3SROSABCH | 30.3781 | -86.2294 | 1
397030 |  |  | 3MOLINO | 115 | GULF
397055 |  |  | 3MONSANTO | 115 | GULF
317125 |  |  | 3MOORE RD | 115 | PS | 3ANDLUSA3 | 31.2857 | -86.4459 | 1
397852 |  |  | 3MOSELY | 115 | GULF
397120 |  |  | 3MUNSON | 115 | GULF | 3HOLT | 30.6985 | -86.788 | 2
382291 |  |  | 3N JACKSON | 115 | SOCO | 3MCCLURE IND | 34.1641 | -83.5316 | 1
382310 |  |  | 3N RIVERSIDE | 115 | SOCO | 3RIVRSIDE DR | 32.8845 | -83.6567 | 1
397065 |  |  | 3NASPCOLA | 115 | GULF
397256 |  |  | 3NAVARRE | 115 | GULF
397257 |  |  | 3NAVARRE2 | 115 | GULF
382465 |  |  | 3NESTLE | 115 | SOCO | 3TENNECO AUT | 34.3361 | -82.9491 | 1
388099 | 32.3336 | -89.1183 | 3NEWTON B1 | 115 | SOCO | X | X | X | 0 | Yes
388093 |  |  | 3NEWTON BP1 | 115 | SOCO | 3HICKOR_MS | 32.3283 | -89.0372 | 1
388103 | 32.3336 | -89.1183 | 3NEWTON BP2 | 115 | SOCO | X | X | X | 0 | Yes
397018 |  |  | 3NICEVILLEAR | 115 | GULF | 3BLUEWTER | 30.4739 | -86.4117 | 2
397320 |  |  | 3NICEVLE | 115 | GULF | 3BLUEWTER | 30.4739 | -86.4117 | 1
397845 |  |  | 3NORTHSDE | 115 | GULF
397846 |  |  | 3NRTH BAY | 115 | GULF
397105 |  |  | 3OAKFIELD | 115 | GULF
397295 |  |  | 3OCEAN CY | 115 | GULF
397040 |  |  | 3P FOREST | 115 | GULF
397110 |  |  | 3PACE | 115 | GULF
397111 |  |  | 3PACE2 | 115 | GULF
397875 |  |  | 3PARKER | 115 | GULF
397870 |  |  | 3PARKER T | 115 | GULF | 3GASKIN 3 | 30.2425 | -85.4682 | 2
397770 |  |  | 3PHILLIPS | 115 | GULF | 3E LAKE | 30.3121 | -86.0877 | 2
397026 |  |  | 3PINE BRN | 115 | GULF
314761 |  |  | 3PINE GLADE | 115 | PJM | 3LOCST G | 38.289 | -77.8629 | 1
397342 |  |  | 3PONCEDELEON | 115 | GULF | 3CARYVIL J | 30.7961 | -85.8069 | 2
397773 |  |  | 3POWEL LK | 115 | GULF | 3E LAKE | 30.3121 | -86.0877 | 1
382178 |  |  | 3POWER LN RD | 115 | SOCO | 3BRENTWOOD | 31.7181 | -82.1664 | 1
385480 | 33.291 | -86.8379 | 3PPLHELEN TP | 115 | SOCO | X | X | X | 0 | Yes
317808 |  |  | 3PS CRPWLL | 115 | SOCO | 3VINCE DS | 33.413 | -86.3986 | 2
385470 |  |  | 3PS CRPWLLTP | 115 | SOCO | 3VINCE DS | 33.413 | -86.3986 | 1
317807 |  |  | 3PS NLNCLN | 115 | SOCO | 3RAGLAND | 33.7328 | -86.1531 | 2
385477 |  |  | 3PS NLNCLNTP | 115 | SOCO | 3RAGLAND | 33.7328 | -86.1531 | 1
317809 |  |  | 3PS UNION G | 115 | SOCO | 3JEMISNTP | 33.0318 | -86.6324 | 2
385471 |  |  | 3PS UNIONGTP | 115 | SOCO | 3JEMISNTP | 33.0318 | -86.6324 | 1
370667 | 32.8085 | -80.0246 | 3QUEENSB_T1 | 115 | SERC | X | X | X | 0 | Yes
370669 | 32.8085 | -80.0246 | 3QUEENSB_T2 | 115 | SERC | 3PRILO_T | 32.8111 | -80.0303 | 1
311889 |  |  | 3RBPV | 115 | SC | 3REDBLF2 | 33.9635 | -78.817 | 1
311879 |  |  | 3REDHILLSC | 115 | SC | 3SNGRG T | 33.7794 | -78.994 | 1
397855 |  |  | 3REDWOOD1 | 115 | GULF
304775 |  |  | 3REEMS CREEK | 115 | SERC | 3CRAGGY115ET | 35.6418 | -82.5966 | 1
385398 |  |  | 3REHOBETHDS | 115 | SOCO | 3CATH TS | 32.1466 | -87.4331 | 1
385469 |  |  | 3RICHLAND TP | 115 | SOCO | 3AU HEMLK | 32.6418 | -85.6044 | 1
385460 |  |  | 3RICHLANDS | 115 | SOCO | 3AU HEMLK | 32.6418 | -85.6044 | 2
381791 |  |  | 3RIDGEWAY CH | 115 | SOCO | 3EMAYSVL J | 34.171 | -83.5221 | 2
385459 |  |  | 3RL HARRIS | 115 | SOCO | 3CROOK CK | 33.2636 | -85.6339 | 1
385387 |  |  | 3ROANOKEDS | 115 | SOCO | 3CROOK CK | 33.2636 | -85.6339 | 1
397140 |  |  | 3ROMANA | 115 | GULF
382029 |  |  | 3S DAHLONEGA | 115 | SOCO | 3BURNT STAND | 34.4664 | -84.0204 | 1
397090 |  |  | 3S HILLS1 | 115 | GULF
397091 |  |  | 3S HILLS2 | 115 | GULF
385462 |  |  | 3S UNIONSPDS | 115 | SOCO | 3UNION SP | 32.1191 | -85.7182 | 1
397778 |  |  | 3SANDESTN | 115 | GULF | 3HEWETT | 30.3764 | -86.2497 | 1
382536 | 31.1909 | -82.7586 | 3SANDY BOTTM | 115 | SOCO | X | X | X | 0 | Yes
382271 |  |  | 3SCH FGD 1&2 | 115 | SOCO | 3SCHERER | 33.0659 | -83.8077 | 1
382272 |  |  | 3SCH FGD 3&4 | 115 | SOCO | 3SCHERER | 33.0659 | -83.8077 | 1
370689 |  |  | 3SEWEE | 115 | SERC | 3COMMONWEAL | 32.8619 | -79.8972 | 2
311911 | 32.8619 | -79.8972 | 3SEWEE T | 115 | SC | X | X | X | 0 | Yes
397305 |  |  | 3SHALIMAR | 115 | GULF
397300 |  |  | 3SHALIMAR TA | 115 | GULF
397900 |  |  | 3SHIPYARD | 115 | GULF
397311 |  |  | 3SHOAL RV3 | 115 | GULF
397528 |  |  | 3SINAI3 | 115 | GULF | 3ALTHA PS | 30.5151 | -85.1222 | 1
381790 |  |  | 3SKBA J | 115 | SOCO | 3EMAYSVL J | 34.171 | -83.5221 | 1
397775 |  |  | 3SNT ROSA | 115 | GULF | 3SROSABCH | 30.3781 | -86.2294 | 1
313892 |  |  | 3STAGE COACH | 115 | PJM | 3HICKGROVDP | 37.0186 | -78.9989 | 1
385463 |  |  | 3STEELETP | 115 | SOCO | 3COOLSPRTP | 33.8039 | -86.4041 | 1
385456 |  |  | 3STEELETS | 115 | SOCO | 3COOLSPRTP | 33.8039 | -86.4041 | 2
313762 |  |  | 3STEVENSBG | 115 | PJM | 3MT RUN | 38.4324 | -77.9061 | 1
397905 |  |  | 3STONECTR | 115 | GULF
397285 |  |  | 3SULLIVAN | 115 | GULF
397825 |  |  | 3SUN HILL | 115 | GULF
397830 |  |  | 3SUN HLTP | 115 | GULF
311912 |  |  | 3SW5890_HF | 115 | SC | 3HFERRYT | 33.8855 | -81.4653 | 1
311913 |  |  | 3SW5890_LV | 115 | SC | 3PONDBRANCH | 33.8207 | -81.4414 | 1
385481 | 33.6034 | -86.7608 | 3TARRANT TP | 115 | SOCO | X | X | X | 0 | Yes
385484 |  |  | 3TARRANT TVA | 115 | SOCO | 3TARRANT DS | 33.5957 | -86.7709 | 1
385465 |  |  | 3TAYLORVILLE | 115 | SOCO | 3STOKES | 33.15 | -87.5304 | 1
313724 |  |  | 3TERRA | 115 | PJM | 3FIVE PT | 35.5735 | -76.8641 | 1
311748 |  |  | 3THOMPFMTP | 115 | SC | 3ISGR T | 33.6997 | -79.0357 | 1
385472 |  |  | 3TLDGA SLR | 115 | SOCO | 3TALADEGA | 33.4109 | -86.1403 | 1
397350 |  |  | 3TURNER | 115 | GULF
385407 |  |  | 3UCHEECK | 115 | SOCO | 3WOODDRTP | 32.4405 | -85.0943 | 1
385461 |  |  | 3UNIONSPDS | 115 | SOCO | 3UNION SP | 32.1191 | -85.7182 | 1
397276 |  |  | 3USAF | 115 | GULF
397325 |  |  | 3VALPARAI B1 | 115 | GULF
397324 |  |  | 3VALPARAI B2 | 115 | GULF
397820 |  |  | 3VERN TAP | 115 | GULF
397815 |  |  | 3VERNON | 115 | GULF
385458 |  |  | 3WEDOWEEDS | 115 | SOCO
385464 |  |  | 3WEDOWEETP | 115 | SOCO | 3CROOK CK | 33.2636 | -85.6339 | 2
385455 | 33.4031 | -86.8922 | 3WELLSFGO2 | 115 | SOCO | X | X | X | 0 | Yes
397760 |  |  | 3WEST BAY | 115 | GULF
397865 |  |  | 3WEWA RD | 115 | GULF | 3GASKIN 3 | 30.2425 | -85.4682 | 2
385487 |  |  | 3WHEELER TP | 115 | SOCO | 3ALPINE | 30.7048 | -88.1671 | 1
397052 |  |  | 3WHITINGFIEL | 115 | GULF
385468 |  |  | 3WM BRK TAP | 115 | SOCO | 3JW#5 TAP | 33.242 | -87.3768 | 1
397281 |  |  | 3WRIGHT3 | 115 | GULF
397282 |  |  | 3WRIGHTTP | 115 | GULF
385452 |  |  | 3WSTVELTTAP | 115 | SOCO | 3FULTON | 31.7805 | -87.7645 | 1
348738 |  |  | 4J826 COL1 | 34.5 | MISO
325053 |  |  | 4MUHLNBRG SL | 138 | SERC | 4GREEN RIVER | 37.3638 | -87.1233 | 1
301553 | 35.3234 | -96.1354 | 4WELEETKA | 138 | SERC | X | X | X | 0 | Yes
324831 |  |  | 4WHITE SULPH | 138 | SERC | 4GHENT | 38.7459 | -85.0345 | 1
360801 |  |  | 5ALCOA CALD | 161 | SERC | 5ALCOA SW TN | 35.7507 | -84.0039 | 1
360802 |  |  | 5ALCOA CHEOA | 161 | SERC | 5ALCOA SW TN | 35.7507 | -84.0039 | 1
360800 |  |  | 5ALCOA CHIL | 161 | SERC | 5FOOTHILLS | 35.6554 | -84.0077 | 1
360807 |  |  | 5ALCOA N 1 | 161 | SERC | 5DUNCAN TN | 35.8471 | -83.9429 | 2
360808 | 35.8471 | -83.9429 | 5ALCOA N 2 | 161 | SERC | X | X | X | 0 | Yes
360803 |  |  | 5ALCOA S 1 | 161 | SERC | 5FOOTHILLS | 35.6554 | -84.0077 | 2
360804 |  |  | 5ALCOA S 2 | 161 | SERC | 5ALCOA SW TN | 35.7507 | -84.0039 | 2
360805 |  |  | 5ALCOA S 3 | 161 | SERC | 5DUNCAN TN | 35.8471 | -83.9429 | 2
360806 |  |  | 5ALCOA S 4 | 161 | SERC | 5ALCOA SW TN | 35.7507 | -84.0039 | 2
325028 |  |  | 5ASHWD SL TP | 161 | SERC | 5LIVNGSTN CO | 37.0982 | -88.2919 | 1
325047 |  |  | 5ASHWOOD | 161 | SERC | 5LIVNGSTN CO | 37.0982 | -88.2919 | 2
342709 |  |  | 5CEDAR G IP1 | 161 | PJM
361629 |  |  | 5DAVISGAP | 161 | SERC | 5FYFFE AL TP | 34.29 | -86 | 2
361628 |  |  | 5DAVISGAPTP | 161 | SERC | 5FYFFE AL TP | 34.29 | -86 | 1
361017 |  |  | 5FAIRFLD PKE | 161 | SERC | 5E SHELBYVLE | 35.4761 | -86.43 | 1
301610 | 38.7275 | -90.6278 | 5KISKERB2 | 161 | SERC | X | X | X | 0 | Yes
301582 |  |  | 5MEISTR | 161 | SERC | 5LINCOLN 1 | 38.9312 | -90.8274 | 1
361102 |  |  | 5MISER STN | 161 | SERC | 5ALCOA SW TN | 35.7507 | -84.0039 | 1
301622 | 37.4884 | -93.6205 | 5MORGANXF2 | 161 | SERC | X | X | X | 0 | Yes
360131 |  |  | 5N STAR KY | 161 | SERC | 5N STAR KY T | 37.0422 | -88.3811 | 1
361625 |  |  | 5OCCIDENT TP | 161 | SERC | 5JVILLE FP#1 | 36.028 | -87.9848 | 1
361795 |  |  | 5PIPERTON | 161 | SERC | 5CHICK TRAIL | 34.9888 | -89.6059 | 1
361014 |  |  | 5S MEDINA | 161 | SERC | 5HUMBOLDT TP | 35.8245 | -88.787 | 1
361295 |  |  | 5SHADY GR TN | 161 | SERC | 5MONTGOMRY#2 | 36.5944 | -87.2534 | 2
361294 |  |  | 5SHADY GR TP | 161 | SERC | 5MONTGOMRY#2 | 36.5944 | -87.2534 | 1
397529 |  |  | 5SINAI2_161 | 161 | GULF
360137 |  |  | 5SKYHAWK SS | 161 | SERC | 5WEAKLEY TN | 36.2746 | -88.8343 | 1
361045 |  |  | 5W OKTIBBEHA | 161 | SERC | 5STURGIS MS | 33.3467 | -89.0894 | 2
361040 | 33.3467 | -89.0894 | 5W OKTIBHA T | 161 | SERC | X | X | X | 0 | Yes
360772 | 36.2048 | -86.4647 | 5WILSON #1 | 161 | SERC | X | X | X | 0 | Yes
360773 | 36.2048 | -86.4647 | 5WILSON #2 | 161 | SERC | X | X | X | 0 | Yes
408978 |  |  | 66033 SUB | 69 | FRCC | RHODIN | 27.84 | -82.29 | 1
227030 | 38.613 | -76.7164 | 6740 GOAB | 69 | PJM | CHALSM69 | 38.5604 | -76.6886 | 2
382588 | 31.1802 | -83.3886 | 6ADEL 7 B1 | 230 | SOCO | X | X | X | 0 | Yes
382589 |  |  | 6ADEL 7 B2 | 230 | SOCO | 6PINE GRV B1 | 30.8818 | -83.228 | 2
382587 |  |  | 6ADEL SW | 230 | SOCO | 6PINE GRV B1 | 30.8818 | -83.228 | 1
397123 |  |  | 6ALGTRSWA_SV | 230 | GULF
397124 |  |  | 6ALLIGATR | 230 | GULF | 6FLOMATON6 | 31.005 | -87.1463 | 2
397309 |  |  | 6ANTIOCH-GP | 230 | GULF | 6SAMSON | 31.0207 | -86.0135 | 2
397895 |  |  | 6ARGYLE | 230 | GULF | 6SAMSON | 31.0207 | -86.0135 | 2
381796 |  |  | 6BANKS XING | 230 | SOCO | 6MIDDLE FORK | 34.4205 | -83.4006 | 1
397000 |  |  | 6BELLVIEW6 | 230 | GULF | 6SEMINOL6 | 30.5363 | -87.4745 | 2
397004 |  |  | 6BEULAH6_GP | 230 | GULF | 6SILVER 6 | 30.5536 | -87.7644 | 1
314690 | 36.8661 | -78.7066 | 6BLACK WALNU | 230 | PJM | X | X | X | 0 | Yes
385457 |  |  | 6BLKBRSLR6 | 230 | SOCO | 6SNOWDN6 | 32.2292 | -86.2612 | 1
382273 | 34.1217 | -84.9217 | 6BOW FGD 1&2 | 230 | SOCO | X | X | X | 0 | Yes
382274 | 34.1217 | -84.9217 | 6BOW FGD 3&4 | 230 | SOCO | X | X | X | 0 | Yes
309849 |  |  | 6BRASFLDB | 230 | SERC | 6E.DURHM | 36.0641 | -78.8127 | 1
313745 | 38.7316 | -77.5009 | 6BRICKYARD | 230 | PJM | X | X | X | 0 | Yes
397069 |  |  | 6BRNTWOOD | 230 | GULF | 6SILVER 6 | 30.5536 | -87.7644 | 2
383150 |  |  | 6BROKENSPOKE | 230 | SOCO | 6SCOOTER | 31.3145 | -84.1411 | 1
308650 | 35.7311 | -80.421 | 6BUCKGEN_G15 | 230 | SERC | X | X | X | 0 | Yes
313721 |  |  | 6BUTTERMILK | 230 | PJM | 6PACIFIC | 39.0176 | -77.4513 | 1
313730 |  |  | 6CABIN_RUN | 230 | PJM | 6SHELLHORN1 | 38.9978 | -77.4724 | 1
397860 |  |  | 6CALLAWAY6 | 230 | GULF | PORT ST JOE | 29.8113 | -85.2869 | 1
397430 |  |  | 6CONECUH | 230 | GULF | 6BARRY 6 | 31.0057 | -88.0105 | 2
312733 |  |  | 6CONWAY | 230 | SC | 6HEMING2 | 33.7175 | -79.4349 | 1
383152 |  |  | 6COOL SPR HS | 230 | SOCO | 6S BAINBRDGE | 30.8397 | -84.489 | 2
397060 |  |  | 6CRIST6 | 230 | GULF
397450 |  |  | 6CRIST8-CA | 230 | GULF
397451 |  |  | 6CRIST8-CB | 230 | GULF
397452 |  |  | 6CRIST8-CC | 230 | GULF
397453 |  |  | 6CRIST8-CD | 230 | GULF
305881 |  |  | 6CROOKDSOLSH | 230 | SERC | 6WALLACE230T | 34.7244 | -77.9622 | 2
305880 |  |  | 6CROOKDSOLTA | 230 | SERC | 6WALLACE230T | 34.7244 | -77.9622 | 1
385474 |  |  | 6CSTAS SLR | 230 | SOCO | 6GOAT ROCK | 32.6084 | -85.0825 | 1
313729 | 39.0135 | -77.4723 | 6CUMULUS | 230 | PJM | X | X | X | 0 | Yes
382595 |  |  | 6DAISY | 230 | SOCO | 6SPAIN | 30.8558 | -83.5709 | 1
313052 | 38.0073 | -78.0268 | 6DESPER | 230 | PJM | X | X | X | 0 | Yes
382553 |  |  | 6DOTHAN RD | 230 | SOCO | 6S BAINBRDGE | 30.8397 | -84.489 | 1
385475 |  |  | 6DOTHN SLR | 230 | SOCO | 6PINCK 6 | 31.2939 | -85.5786 | 1
313725 |  |  | 6DRY BREAD | 230 | PJM | 6CLUBHSE | 36.7183 | -77.5852 | 1
313734 |  |  | 6DTC | 230 | PJM | 6BEAMEAD | 39.0264 | -77.4569 | 1
305122 |  |  | 6E15-BENSON | 230 | SERC | 6ERWIN230 T | 35.3368 | -78.6584 | 1
370585 |  |  | 6EASTOVR SOL | 230 | SERC | 6PONTIAC | 34.1458 | -80.867 | 1
397057 |  |  | 6ECUA_GP | 230 | GULF | 6BARRY 6 | 31.0057 | -88.0105 | 1
306827 |  |  | 6ERNEST1 | 230 | SERC | 6BELEWS | 36.2795 | -80.0628 | 1
306826 | 36.3307 | -79.833 | 6ERNEST2 | 230 | SERC | 6BELEWS | 36.2795 | -80.0628 | 1
382596 |  |  | 6FACEVILLE | 230 | SOCO | 6S BAINBRDGE | 30.8397 | -84.489 | 1
314661 |  |  | 6FENTR_3 | 230 | PJM | 6FENTRES | 36.6902 | -76.1898 | 1
313027 | 37.8219 | -77.4436 | 6FOUR RIVER1 | 230 | PJM | X | X | X | 0 | Yes
314028 | 37.8219 | -77.4436 | 6FOUR RIVER2 | 230 | PJM | X | X | X | 0 | Yes
313740 |  |  | 6GENITO | 230 | PJM | 6TRABUE | 37.5072 | -77.629 | 1
313736 | 39.0176 | -77.4513 | 6GLOBAL_PLZA | 230 | PJM | X | X | X | 0 | Yes
385347 |  |  | 6HAUSSF TS | 230 | SOCO | 6N BREW 6 | 31.1971 | -87.1276 | 1
313840 | 38.8226 | -77.5667 | 6HEATHCOTE2 | 230 | PJM | X | X | X | 0 | Yes
397849 |  |  | 6HIGH CTY6 | 230 | GULF | 6SLOCOMTS6 | 31.1124 | -85.5798 | 2
397916 |  |  | 6HINSON X | 230 | GULF
397544 |  |  | 6HOLMESCK6 | 230 | GULF | 6SLOCOMTS6 | 31.1124 | -85.5798 | 1
397836 |  |  | 6L SMITH 6 | 230 | GULF | 6COTONWD6 | 31.0872 | -85.1968 | 2
397765 |  |  | 6LAGUNA B6 | 230 | GULF
304428 |  |  | 6LAURNBCITY2 | 230 | SERC | 6LAURINBGCIT | 34.7604 | -79.4386 | 1
313735 |  |  | 6LOCKRIDG | 230 | PJM | 6ROUNDTABLE | 39.0108 | -77.4654 | 1
370178 |  |  | 6LONES SOL | 230 | SERC | 6HUNTL SOL_T | 33.6194 | -80.6271 | 1
313897 | 38.5396 | -77.7773 | 6LUCKYHILL | 230 | PJM | X | X | X | 0 | Yes
397245 |  |  | 6M BAYOU6 | 230 | GULF
397266 |  |  | 6MOBILE HWY | 230 | GULF | 6SEMINOL6 | 30.5363 | -87.4745 | 1
397901 |  |  | 6N ESCAMBIA | 230 | GULF | 6FLOMATON6 | 31.005 | -87.1463 | 1
313733 | 39.0124 | -77.4638 | 6NIMBUS | 230 | PJM | 6BEAMEAD | 39.0264 | -77.4569 | 1
313731 | 39.0172 | -77.4409 | 6PARAGON PK | 230 | PJM | 6BEAMEAD | 39.0264 | -77.4569 | 1
397913 |  |  | 6PC APORT | 230 | GULF
311910 | 34.9835 | -79.8776 | 6PEEDEE | 230 | SC | 6LK CTY | 33.8843 | -79.7915 | 1
313727 |  |  | 6PIONEER | 230 | PJM | 6LIBERTY | 38.7741 | -77.5347 | 1
383149 |  |  | 6QUITMAN2 HS | 230 | SOCO | 6SPAIN | 30.8558 | -83.5709 | 2
397776 |  |  | 6S ROSA6 | 230 | GULF
306718 |  |  | 6SADLERR | 230 | SERC | 6BELEWS | 36.2795 | -80.0628 | 2
306058 |  |  | 6SADLERY | 230 | SERC | 6BELEWS | 36.2795 | -80.0628 | 2
370601 |  |  | 6SAND SOL | 230 | SERC | 6CANADYS1! | 33.0644 | -80.6208 | 1
313728 |  |  | 6SANDLOT | 230 | PJM | 6AIRPORT DP | 38.7465 | -77.5168 | 1
397129 |  |  | 6SANTA ROSA | 230 | GULF
397915 |  |  | 6SHAKY JO | 230 | GULF
397310 |  |  | 6SHOAL RV6 | 230 | GULF | 6SAMSON | 31.0207 | -86.0135 | 1
397527 |  |  | 6SINAICEM | 230 | GULF | 6COTONWD6 | 31.0872 | -85.1968 | 1
397837 |  |  | 6SMITH3-CL1 | 230 | GULF
397838 |  |  | 6SMITH3-CL2 | 230 | GULF
313761 |  |  | 6STEVENSBG | 230 | PJM | 6GORDNVL | 38.1266 | -78.2216 | 1
313883 | 39.0201 | -77.5391 | 6STONEWATER | 230 | PJM | X | X | X | 0 | Yes
383153 |  |  | 6TRISTATE HS | 230 | SOCO | 6S BAINBRDGE | 30.8397 | -84.489 | 2
370723 | 34.2958 | -81.3151 | 6VCS1 ESF | 230 | SERC | X | X | X | 0 | Yes
382131 | 33.145 | -81.7696 | 6VOG RAT A | 230 | SOCO | 6VOG 3-4 SW | 33.2405 | -81.8589 | 1
382132 | 33.145 | -81.7696 | 6VOG RAT B | 230 | SOCO | 6VOG 3-4 SW | 33.2405 | -81.8589 | 1
383739 | 33.1451 | -81.7637 | 6VOGTLE 3 HS | 230 | SOCO | X | X | X | 0 | Yes
397006 |  |  | 6W 9 MILE6 | 230 | GULF | 6SILVER 6 | 30.5536 | -87.7644 | 2
397280 |  |  | 6WRIGHT6 | 230 | GULF | 6SAMSON | 31.0207 | -86.0135 | 2
325073 |  |  | 7REDMON RD | 345 | SERC | 7HARDIN CO | 37.6688 | -85.9024 | 1
383161 |  |  | 8AMER SLR 1 | 500 | SOCO | 8N TIFTON | 31.4786 | -83.5491 | 2
383162 |  |  | 8AMER SLR 23 | 500 | SOCO | 8N TIFTON | 31.4786 | -83.5491 | 2
380012 |  |  | 8BLACKSMITH | 500 | SOCO | 8N TIFTON | 31.4786 | -83.5491 | 1
314987 |  |  | 8LEXINGTN SC | 500 | PJM | 8BATH CO | 38.209 | -79.8001 | 1
380031 |  |  | 8S_BS_FORT | 500 | SOCO | 8FORTSON | 32.6104 | -84.9159 | 1
314991 |  |  | 8VALLEY SC | 500 | PJM | 8BATH CO | 38.209 | -79.8001 | 1
383740 | 33.1451 | -81.7637 | 8VOGTLE 4 HS | 500 | SOCO | X | X | X | 0 | Yes
237019 | X | X | AA1-047 TAP | 138 | PJM | 01HAZELT | 39.6797 | -79.5247 | 1 |  | Withdrawn
237015 | X | X | AA1-062 COL1 | 34.5 | PJM | [5 empty] | Withdrawn
237017 | X | X | AA1-062 COL2 | 34.5 | PJM | [5 empty] | Withdrawn
237018 | X | X | AA1-062 GEN2 | 0.7 | PJM | [5 empty] | Withdrawn
237014 | X | X | AA1-062 POI | 138 | PJM | 01WILLIM | 39.1722 | -79.4908 | 1 |  | Withdrawn
237016 | X | X | AA1-062_GEN | 0.7 | PJM | [5 empty] | Withdrawn
235004 | X | X | AA1-092 C | 34.5 | PJM | 01HUYETTS | 39.7133 | -77.7717 | 2 |  | Withdrawn
237020 | X | X | AA1-092 TAP | 34.5 | PJM | 01HUYETTS | 39.7133 | -77.7717 | 1 |  | Withdrawn
235020 | 39.6211 | -77.8602 | AA1-095 C | 34.5 | PJM | 01HALFWAY | 39.6917 | -77.7785 | 1 |  | In Service | Pinesburg Solar Project | Solar | 4.25
233925 | 38.1629 | -75.6876 | AA1-102 COL | 34.5 | PJM | [6 empty] | Perry Road Solar
233923 | 38.1629 | -75.6876 | AA1-102 GEN | 0.6 | PJM | [6 empty] | Perry Road Solar
233927 | 38.1629 | -75.6876 | AA1-102 GSU | 34.5 | PJM | [6 empty] | Perry Road Solar
233924 | 38.1629 | -75.6876 | AA1-102 MAIN | 138 | PJM | X | X | X | 0 | Yes
233926 | 38.1629 | -75.6876 | AA1-102 TERT | 13.8 | PJM
207451 | 40.1353 | -74.174 | AA2-048 E | 34.5 | PJM | 28MDF_W3-079 | 40.1265 | -74.1498 | 1 |  | In Service | Lakewood-Farmingdale Road Solar Farm & Storage Facility | Storage | 7
207452 | 41.1753 | -74.6617 | AA2-060 TAP | 34.5 | PJM | 28SUSSEX B | 41.21 | -74.61 | 1 |  | In Service | Roy Road Battery Storage Facility | Storage | 6
237013 | X | X | AA2-103 GEN | 0.5 | PJM | [5 empty] | Withdrawn
237012 | X | X | AA2-103 MAIN | 34.5 | PJM | [5 empty] | Withdrawn
237011 | X | X | AA2-103 POI | 138 | PJM | 01WILLIM | 39.1722 | -79.4908 | 1 |  | Withdrawn
205903 | 40.2647 | -75.8037 | AA2-115 MAIN | 230 | PJM | 27BOONETOWN | 40.3314 | -75.7718 | 1 |  | In Service | Birdsboro Power LLC Generation Facility | Natural Gas | 450
270142 | 41.9483 | -86.4078 | AA2-116_CT1 | 25 | PJM | [5 empty] | In Service | Indeck Niles Energy Center | Natural Gas | 994
270143 | 41.9483 | -86.4078 | AA2-116_CT2 | 25 | PJM | [5 empty] | In Service | Indeck Niles Energy Center | Natural Gas | 994
270141 | 41.9836 | -86.3218 | AA2-116_MAIN | 345 | PJM | [5 empty] | In Service | Indeck Niles Energy Center | Natural Gas | 994
270140 | 41.9483 | -86.4078 | AA2-116_POI | 345 | PJM | 05COOK | 41.9745 | -86.556 | 2 |  | In Service | Indeck Niles Energy Center | Natural Gas | 994
270144 | 41.9483 | -86.4078 | AA2-116_ST | 23.5 | PJM | [5 empty] | In Service | Indeck Niles Energy Center | Natural Gas | 994
270138 | 41.9483 | -86.4078 | AA2-116_TAP1 | 345 | PJM | 05COOK | 41.9745 | -86.556 | 1 |  | In Service | Indeck Niles Energy Center | Natural Gas | 994
270139 | 41.9483 | -86.4078 | AA2-116_TAP2 | 345 | PJM | 05COOK | 41.9745 | -86.556 | 1 |  | In Service | Indeck Niles Energy Center | Natural Gas | 994
237082 | X | X | AA2-121 | 345 | PJM | 01WYLIE R | 40.4536 | -80.5717 | 2 |  | Withdrawn
237081 | X | X | AA2-121 TAP | 345 | PJM | 01WYLIE R | 40.4536 | -80.5717 | 1 |  | Withdrawn
203938 | X | X | AA2-132 | 34.5 | PJM | 26THOMPSON | 41.8782 | -75.5235 | 1 |  | Withdrawn
203932 | 41.6724 | -76.2706 | AA2-133 GEN | 13.8 | PJM | [5 empty] | In Service | Wyalusing 34.5kV | Natural Gas | 19.9
203931 | 41.6724 | -76.2706 | AA2-133 POI | 34.5 | PJM | 26N MESH | 41.6586 | -76.0503 | 1 |  | In Service | Wyalusing 34.5kV | Natural Gas | 19.9
316190 | 36.468 | -77.5316 | AA2-174 C OP | 115 | PJM | 3OCCONEECHEE | 36.4456 | -77.5236 | 1 |  | In Service | Gutenberg Solar | Solar | 5
207454 | 40.2773 | -74.0973 | AA2-184 E | 34.5 | PJM | 28ATLANT_A | 40.2542 | -74.1185 | 2 |  | In Service | Atlantic-RedBank 34.5kV Solar | Solar | 20
207453 | 40.2773 | -74.0973 | AA2-184 TAP | 34.5 | PJM | 28ATLANT_A | 40.2542 | -74.1185 | 1 |  | In Service | Atlantic-RedBank 34.5kV Solar | Solar | 20
270177 | 40.6936 | -87.1443 | AB1-006 COL | 34.5 | PJM | [5 empty] | In Service | Meadow Lake Wind Farm VI | Wind | 200
270181 | 40.6936 | -87.1443 | AB1-006 GEN2 | 0.7 | PJM | [5 empty] | In Service | Meadow Lake Wind Farm VI | Wind | 200
270179 | 40.6936 | -87.1443 | AB1-006 GSU | 34.5 | PJM | [5 empty] | In Service | Meadow Lake Wind Farm VI | Wind | 200
270176 | 40.6936 | -87.1443 | AB1-006 MAIN | 345 | PJM | 05MLCS-1 | 40.653 | -86.9337 | 1 |  | In Service | Meadow Lake Wind Farm VI | Wind | 200
270178 | 40.6936 | -87.1443 | AB1-006 TERT | 13.2 | PJM | [5 empty] | In Service | Meadow Lake Wind Farm VI | Wind | 200
270180 | 40.6936 | -87.1443 | AB1-006_GEN | 0.7 | PJM | [5 empty] | In Service | Meadow Lake Wind Farm VI | Wind | 200
316049 | 35.8991 | -77.6401 | AB1-081 GEN | 0.7 | PJM | [5 empty] | In Service | Harts Mill Solar | Solar | 80
316048 | 35.8991 | -77.6401 | AB1-081 MAIN | 34.5 | PJM | [5 empty] | In Service | Harts Mill Solar | Solar | 80
237022 | X | X | AB1-082 OP | 46 | PJM | 01CONEV J1 | 41.8256 | -78.0445 | 2 |  | Withdrawn
237021 | X | X | AB1-082 TAP | 46 | PJM | X | X | X | 0 | Yes | Withdrawn
237030 | 39.5638 | -77.1828 | AB1-096 C | 34.5 | PJM | 01CARROLL | 39.4945 | -77.3447 | 2 |  | In Service | Union Bridge Solar Facility | Solar | 8.166
237029 | 39.5638 | -77.1828 | AB1-096 TAP | 34.5 | PJM | 01CARROLL | 39.4945 | -77.3447 | 1 |  | In Service | Union Bridge Solar Facility | Solar | 8.166
241951 | 41.1363 | -80.9217 | AB1-105 OP | 345 | PJM | 02HANNA | 41.1198 | -81.227 | 2 |  | In Service | Trumbull Energy Center | Natural Gas
241950 | 41.1363 | -80.9217 | AB1-105 TAP | 345 | PJM | 02HANNA | 41.1198 | -81.227 | 1 |  | In Service | Trumbull Energy Center | Natural Gas
241946 | X | X | AB1-107 CT1 | 20 | PJM | [5 empty] | Withdrawn
241947 | X | X | AB1-107 CT2 | 20 | PJM | [5 empty] | Withdrawn
241949 | X | X | AB1-107 POI | 345 | PJM | X | X | X | 0 | Yes | Withdrawn
241948 | X | X | AB1-107 ST1 | 19 | PJM | [5 empty] | Withdrawn
241945 | X | X | AB1-107 TAP | 138 | PJM | 02GM-PWR-TRN | 41.696 | -83.4857 | 1 |  | Withdrawn
237023 | 39.8933 | -79.9307 | AB1-112 | 500 | PJM | 01HATFLD | 39.8579 | -79.9335 | 1 |  | In Service | Hilltop Energy Center Facility | Natural Gas | 20
237024 | X | X | AB1-123 C OP | 34.5 | PJM | 01HALFWAY | 39.6917 | -77.7785 | 1 |  | Withdrawn
237025 | 39.5782 | -77.3101 | AB1-124 C | 34.5 | PJM | 01CARROLL | 39.4945 | -77.3447 | 1 |  | In Service | Legore Bridge Solar Center Facility | Solar
237006 | 39.4842 | 77.376 | AB1-125 GEN | 0.6 | PJM | [5 empty] | In Service | Biggs Ford Solar Facility | Solar
237008 | 39.4842 | 77.376 | AB1-125 MAIN | 34.5 | PJM | 01MONOCACY | 39.4803 | -77.3906 | 2 |  | In Service | Biggs Ford Solar Facility | Solar
237007 | 39.4842 | 77.376 | AB1-125 POI | 34.5 | PJM | 01MONOCACY | 39.4803 | -77.3906 | 1 |  | In Service | Biggs Ford Solar Facility | Solar
237001 |  |  | AB1-127_GEN | 34.5 | PJM | 01GUILFORD | 39.7884 | -77.7063 | 1 |  | In Service | St. Thomas Township Solar Facility | Solar | 20
237002 |  |  | AB1-128_GEN | 34.5 | PJM | 01GUILFORD | 39.7884 | -77.7063 | 1 |  | In Service | St. Thomas Township Solar Facility II | Solar | 20
233911 | X | X | AB1-137 GEN | 0.7 | PJM | [5 empty] | Withdrawn
233910 | X | X | AB1-137 MAIN | 24.9 | PJM | X | X | X | 0 | Yes | Withdrawn
207446 | 40.0188 | -74.3076 | AB1-138 GEN2 | 0.4 | PJM | [5 empty] | In Service | Lakehurst Solar Farm | Solar | 9.6
207444 | 40.0188 | -74.3076 | AB1-138 MAIN | 34.5 | PJM | X | X | X | 0 | Yes | In Service | Lakehurst Solar Farm | Solar | 9.6
207445 | 40.0188 | -74.3076 | AB1-138_GEN | 0.4 | PJM | [5 empty] | In Service | Lakehurst Solar Farm | Solar | 9.6
233915 | 39.1745 | -75.9699 | AB1-141 GEN | 0.6 | PJM | [5 empty] | In Service | Pondtown Solar 1 | Solar | 19.8
233914 | 39.1745 | -75.9699 | AB1-141 MAIN | 34.5 | PJM | [5 empty] | In Service | Pondtown Solar 1 | Solar | 19.8
233913 | 39.1773 | -75.9575 | AB1-141 TAP | 138 | PJM | CHURCH | 39.2428 | -75.8486 | 1 |  | In Service | Pondtown Solar 1 | Solar | 19.8
233917 | 39.1745 | -75.9699 | AB1-141 TER | 13.8 | PJM | [5 empty] | In Service | Pondtown Solar 1 | Solar | 19.8
233918 | 39.1745 | -75.9699 | AB1-142 GEN | 138 | PJM | CHURCH | 39.2428 | -75.8486 | 2 |  | In Service | Pondtown Solar 1 | Solar | 19.8
237033 | 38.0789 | -80.5205 | AB1-150 | 138 | PJM | 01GRASSY | 38.1943 | -80.6911 | 2 |  | In Service | Beech Ridge Wind Farm | Wind | 50.6
237032 | 38.1943 | -80.6912 | AB1-150 TAP | 138 | PJM | 01GRASSY | 38.1943 | -80.6911 | 1 |  | In Service | Beech Ridge Wind Farm | Wind | 50.6
207450 |  |  | AB1-163 GEN | 0.4 | PJM | [5 empty] | In Service | Legler Landfill Solar Farm | Solar | 2.88
207449 |  |  | AB1-163 POI | 34.5 | PJM | 28GLIDDEN | 40.0586 | -74.3301 | 1 |  | In Service | Legler Landfill Solar Farm | Solar | 2.88
253353 | X | X | AB1-169 1 | 345 | PJM | 09STUART | 38.6394 | -83.6922 | 2 |  | Withdrawn
253354 | X | X | AB1-169 2 | 345 | PJM | 09STUART | 38.6394 | -83.6922 | 2 |  | Withdrawn
253355 | X | X | AB1-169 CT1 | 25 | PJM | [5 empty] | Withdrawn
253357 | X | X | AB1-169 CT2 | 25 | PJM | [5 empty] | Withdrawn
253352 | X | X | AB1-169 MAIN | 345 | PJM | 09STUART | 38.6394 | -83.6922 | 1 |  | Withdrawn
253356 | X | X | AB1-169 ST1 | 25 | PJM | [5 empty] | Withdrawn
253358 | X | X | AB1-169 ST2 | 25 | PJM | [5 empty] | Withdrawn
270183 | X | X | AB2-010 C | 138 | PJM | 05SALTV2 | 36.8953 | -81.7532 | 1 |  | Withdrawn
270182 | X | X | AB2-011 C | 138 | PJM | 05SALTV2 | 36.8953 | -81.7532 | 1 |  | Withdrawn
316101 | X | X | AB2-015 COL | 34.5 | PJM | [5 empty] | Withdrawn
316103 | X | X | AB2-015 GEN | 0.6 | PJM | [5 empty] | Withdrawn
316100 | X | X | AB2-015 MAIN | 115 | PJM | 3FRNKLN | 36.6596 | -76.9435 | 1 |  | Withdrawn
316102 | X | X | AB2-015 TER | 13.8 | PJM | [5 empty] | Withdrawn
237005 | X | X | AB2-027 C | 34.5 | PJM | 01MAPLE AV | 39.5839 | -77.773 | 2 |  | Withdrawn
237004 | X | X | AB2-027 TAP | 34.5 | PJM | 01MAPLE AV | 39.5839 | -77.773 | 1 |  | Withdrawn
233930 | 39.1745 | -75.9699 | AB2-032 GEN | 0.6 | PJM | [5 empty] | In Service | Pondtown Solar 2 | Solar | 20
233929 | 39.1745 | -75.9699 | AB2-032 MAIN | 34.5 | PJM | [5 empty] | In Service | Pondtown Solar 2 | Solar | 20
233932 | 39.1745 | -75.9699 | AB2-032 MAIN | 138 | PJM | [5 empty] | In Service | Pondtown Solar 2 | Solar | 20
233928 | 39.1745 | -75.9699 | AB2-032 POI | 138 | PJM | [5 empty] | In Service | Pondtown Solar 2 | Solar | 20
233931 | 39.1745 | -75.9699 | AB2-032 TER | 13.8 | PJM | [5 empty] | In Service | Pondtown Solar 2 | Solar | 20
316179 | 36.6431 | -77.5739 | AB2-040 COL | 34.5 | PJM | [5 empty] | In Service | Brink Solar Project | Solar | 80
316181 | 36.6431 | -77.5739 | AB2-040 GEN | 0.6 | PJM | [5 empty] | In Service | Brink Solar Project | Solar | 80
316178 | 36.6431 | -77.5739 | AB2-040 MAIN | 115 | PJM | [5 empty] | In Service | Brink Solar Project | Solar | 80
316180 | 36.6431 | -77.5739 | AB2-040 TER | 13.8 | PJM | [5 empty] | In Service | Brink Solar Project | Solar | 80
313528 | 36.8087 | -78.4873 | AB2-043 COL | 34.5 | PJM | [5 empty] | In Service | Bluestone Farm Solar | Solar | 49.9
313527 | 36.8087 | -78.4873 | AB2-043 GEN | 0.6 | PJM | [5 empty] | In Service | Bluestone Farm Solar | Solar | 49.9
316191 | 37.8197 | -77.4451 | AB2-050 | 230 | PJM | 6FOUR RIVERS | 37.8219 | -77.4436 | 1 |  | In Service | Doswell Complex 5 & 6 | Natural Gas | 0
316018 | 36.0137 | -77.68 | AB2-059 COL | 34.5 | PJM | [5 empty] | In Service | Moccasin Creek Solar | Solar | 100
316020 | 36.0137 | -77.68 | AB2-059 GEN | 0.6 | PJM | [5 empty] | In Service | Moccasin Creek Solar | Solar | 100
270163 | 40.0316 | -81.8057 | AB2-067 MAIN | 765 | PJM | 05KAMMER | 39.8333 | -80.8062 | 2 |  | In Service | Guernsey Power Station | Natural Gas | 1100
270162 | 40.0269 | -81.4452 | AB2-067 TAP | 765 | PJM | 05KAMMER | 39.8333 | -80.8062 | 1 |  | In Service | Guernsey Power Station | Natural Gas | 1100
316112 | X | X | AB2-068 CT1 | 20 | PJM | [5 empty] | Withdrawn
316113 | X | X | AB2-068 CT2 | 20 | PJM | [5 empty] | Withdrawn
316111 | X | X | AB2-068 MAIN | 500 | PJM | X | X | X | 0 | Yes | Withdrawn
316114 | X | X | AB2-068 ST | 22 | PJM | [5 empty] | Withdrawn
316239 | 36.8087 | -78.4873 | AB2-077_GEN | 115 | PJM | 3BLACKBR | 36.8187 | -78.4998 | 1 |  | In Service | Spanish Grove Solar | Solar | 20
316238 | 36.8087 | -78.4873 | AB2-078_GEN | 115 | PJM | 3BLACKBR | 36.8187 | -78.4998 | 1 |  | In Service | Spanish Grove Solar | Solar | 20
316237 | 36.8087 | -78.4873 | AB2-079_GEN | 115 | PJM | 3BLACKBR | 36.8187 | -78.4998 | 1 |  | In Service | Spanish Grove Solar | Solar | 20
316140 | 36.3046 | -76.9911 | AB2-099 | 115 | PJM | 3AHOSKIE | 36.3057 | -76.993 | 1 |  | In Service | Colice Hall Solar | Solar | 5
316092 | 36.6975 | -77.5956 | AB2-100 COL1 | 34.5 | PJM | [5 empty] | In Service | Sadler Solar | Solar | 100
316094 | 36.6975 | -77.5956 | AB2-100 COL2 | 34.5 | PJM | [5 empty] | In Service | Sadler Solar | Solar | 100
316096 | 36.6975 | -77.5956 | AB2-100 GEN1 | 0.6 | PJM | [5 empty] | In Service | Sadler Solar | Solar | 100
316098 | 36.6975 | -77.5956 | AB2-100 GEN2 | 0.6 | PJM | [5 empty] | In Service | Sadler Solar | Solar | 100
316091 | 36.6975 | -77.5956 | AB2-100 MAIN | 230 | PJM | 6CLUBHSE | 36.7183 | -77.5852 | 2 |  | In Service | Sadler Solar | Solar | 100
316093 | 36.6975 | -77.5956 | AB2-100 TER1 | 0.6 | PJM | [5 empty] | In Service | Sadler Solar | Solar | 100
316095 | 36.6975 | -77.5956 | AB2-100 TER2 | 0.6 | PJM | [5 empty] | In Service | Sadler Solar | Solar | 100
237083 | X | X | AB2-104 | 345 | PJM | 01WYLIE R | 40.4536 | -80.5717 | 2 |  | Withdrawn
205919 | 40.2685 | -75.7997 | AB2-112 | 230 | PJM | 27BOONETOWN | 40.3314 | -75.7718 | 2 |  | In Service | Birdsboro Power LLC Generation Facility | Natural Gas | 35
230413 | X | X | AB2-122 | 12.9 | PJM | CARDIF#3 | 39.4281 | -74.6202 | 1 |  | Withdrawn
237026 | X | X | AB2-129 C OP | 230 | PJM | 01DOUBS | 39.2966 | -77.5148 | 1 |  | Withdrawn
316032 | 37.1556 | -76.8993 | AB2-134 COL | 34.5 | PJM | [5 empty] | In Service | Colonial Trail West Solar | Solar | 142.4
316033 | 37.1556 | -76.8993 | AB2-134 GEN | 0.6 | PJM | [5 empty] | In Service | Colonial Trail West Solar | Solar | 142.4
233933 | 39.1745 | -75.9699 | AB2-153 GEN | 0.6 | PJM | [5 empty] | In Service | Pondtown Solar 2 | Solar | 20
316192 | 38.0148 | -78.0398 | AB2-158 GEN | 230 | PJM | 6LOUISA | 38.0073 | -78.0268 | 2 |  | In Service | Belcher Solar | Solar | 88.2
316106 | X | X | AB2-160 COL | 34.5 | PJM | [5 empty] | Withdrawn
316108 | X | X | AB2-160 GEN | 0.6 | PJM | [5 empty] | Withdrawn
316105 | X | X | AB2-160 MAIN | 115 | PJM | 3REAMS D | 37.0892 | -77.4252 | 2 |  | Withdrawn
316107 | X | X | AB2-160 TER | 13.8 | PJM | [5 empty] | Withdrawn
316081 | 37.0208 | -77.1227 | AB2-161 COL | 34.5 | PJM | [5 empty] | In Service | Waverly Solar | Solar | 50
316083 | 37.0208 | -77.1227 | AB2-161 GEN | 0.6 | PJM | [5 empty] | In Service | Waverly Solar | Solar | 50
316080 | 37.0208 | -77.1227 | AB2-161 MAIN | 115 | PJM | 3BELL AVE 2 | 37.0241 | -77.0942 | 2 |  | In Service | Waverly Solar | Solar | 50
316079 | 37.0208 | -77.1227 | AB2-161 TAP | 115 | PJM | 3BELL AVE 2 | 37.0241 | -77.0942 | 1 |  | In Service | Waverly Solar | Solar | 50
316082 | 37.0208 | -77.1227 | AB2-161 TERT | 13.8 | PJM | [5 empty] | In Service | Waverly Solar | Solar | 50
233938 | X | X | AB2-168 | 34.5 | PJM | GLASGOW1 | 39.6127 | -75.7714 | 1 |  | Withdrawn
316173 | 35.5983 | -76.7846 | AB2-169 COL1 | 34.5 | PJM | [5 empty] | In Service | Wilkinson Solar Energy Center | Solar | 74
316177 | 35.5983 | -76.7846 | AB2-169 COL2 | 34.5 | PJM | [5 empty] | In Service | Wilkinson Solar Energy Center | Solar | 74
316174 | 35.5983 | -76.7846 | AB2-169 GEN | 0.6 | PJM | [5 empty] | In Service | Wilkinson Solar Energy Center | Solar | 74
316176 | 35.5983 | -76.7846 | AB2-169 MAIN | 115 | PJM | 3FIVE PT | 35.5735 | -76.8641 | 2 |  | In Service | Wilkinson Solar Energy Center | Solar | 74
316172 | 35.5983 | -76.7846 | AB2-169 POI | 115 | PJM | 3FIVE PT | 35.5735 | -76.8641 | 1 |  | In Service | Wilkinson Solar Energy Center | Solar | 74
316175 | 35.5983 | -76.7846 | AB2-169 TER | 13.8 | PJM | [5 empty] | In Service | Wilkinson Solar Energy Center | Solar | 74
316086 | 36.6431 | -77.5739 | AB2-174 COL | 34.5 | PJM | [5 empty] | In Service | Greensville County Solar Project | Solar | 80
316087 | 36.6431 | -77.5739 | AB2-174 GEN | 0.4 | PJM | [5 empty] | In Service | Greensville County Solar Project | Solar | 80
316089 | 36.6431 | -77.5739 | AB2-174 TER | 13.8 | PJM | [5 empty] | In Service | Greensville County Solar Project | Solar | 80
233935 | 39.3837 | -75.7591 | AB2-179_GEN | 138 | PJM | TOWNSEND | 39.3951 | -75.7535 | 1 |  | In Service | New Castle Solar | Solar | 50
316132 | 37.241 | -77.0964 | AB2-190 C | 230 | PJM | [5 empty] | In Service | Fort Powhatan Solar | Solar | 150
276638 | 41.7247 | -89.0583 | AB2-191 C | 138 | PJM | MEND HILL; R | 41.7039 | -89.0391 | 1 |  | In Service | Mendota Hills Wind Farm | Wind | 20
660403 |  |  | ABR 8AVENW T | 34.5 | SPP
660410 |  |  | ABR 8THAV J | 34.5 | SPP
660409 |  |  | ABR 8THAV NE | 34.5 | SPP
660401 |  |  | ABR AUTOPLZA | 34.5 | SPP
660419 |  |  | ABR CEMETERY | 34.5 | SPP
660400 |  |  | ABR CITY | 34.5 | SPP
660404 |  |  | ABR CTRYCLUB | 34.5 | SPP
660422 |  |  | ABR ETHNL T | 34.5 | SPP
660423 |  |  | ABR ETHNLPLT | 34.5 | SPP
660405 |  |  | ABR FAIRGNDS | 34.5 | SPP
660451 |  |  | ABR G PLT E | 34.5 | SPP
660402 |  |  | ABR G PLT T | 34.5 | SPP
660411 |  |  | ABR G PLT W | 34.5 | SPP
660418 |  |  | ABR GOAB T | 34.5 | SPP
660420 | 45.4744 | -98.5167 | ABR HWY281 J | 34.5 | SPP
660414 |  |  | ABR IND PARK | 34.5 | SPP
660412 |  |  | ABR INDP N T | 34.5 | SPP
660413 |  |  | ABR INDP S T | 34.5 | SPP
660424 |  |  | ABR KEELY J | 34.5 | SPP
660425 |  |  | ABR KSDN JCT | 34.5 | SPP
660417 |  |  | ABR NSU | 34.5 | SPP
660416 |  |  | ABR NSU T | 34.5 | SPP
660062 |  |  | ABR PEAKER | 13.8 | SPP
660421 |  |  | ABR SIEBRCHT | 34.5 | SPP
660415 |  |  | ABR SO.EAST | 34.5 | SPP
207448 | X | X | AC1-018_GEN | 34.5 | PJM | 28MORIS PK | 40.7067 | -75.1657 | 1 |  | Withdrawn
235003 | 40.8364 | -77.8132 | AC1-025 E | 46 | PJM | 01SHILOH | 40.8292 | -77.815 | 1 |  | In Service | State College Pumping Station Battery | Storage | 1.5
237003 | X | X | AC1-039_GEN | 34.5 | PJM | 01CATOCTIN | 39.6132 | -77.4132 | 1 |  | Withdrawn
316195 | 36.9422 | -79.1946 | AC1-042 COL | 34.5 | PJM | [5 empty] | In Service | Sycamore Solar I | Solar | 42
316197 | 36.9422 | -79.1946 | AC1-042 GEN | 0.4 | PJM | [5 empty] | In Service | Sycamore Solar I | Solar | 42
316194 | 36.9422 | -79.1946 | AC1-042 MAIN | 69 | PJM | 2MT AIRY | 36.9429 | -79.1925 | 2 |  | In Service | Sycamore Solar I | Solar | 42
316193 | 36.9422 | -79.1946 | AC1-042 TAP | 69 | PJM | X | X | X | 0 | Yes | In Service | Sycamore Solar I | Solar | 42
316196 | 36.9422 | -79.1946 | AC1-042 TERT | 13.8 | PJM | [5 empty] | In Service | Sycamore Solar I | Solar | 42
270166 | 39.9377 | -81.5358 | AC1-044 GEN3 | 23 | PJM | [5 empty] | In Service | Guernsey Power Station | Natural Gas | 550
205905 | X | X | AC1-048 COL | 34.5 | PJM | [5 empty] | Withdrawn
205907 | X | X | AC1-048 GEN | 0.4 | PJM | [5 empty] | Withdrawn
205904 | X | X | AC1-048 MAIN | 115 | PJM | 27GERMANTN | 39.7584 | -77.126 | 1 |  | Withdrawn
205906 | X | X | AC1-048 TER | 13.8 | PJM | [5 empty] | Withdrawn
316128 | 36.528 | -78.1112 | AC1-054 COL1 | 22.9 | PJM | [5 empty] | In Service | Hawtree Creek | Solar | 65
316127 | 36.528 | -78.1112 | AC1-054 COL2 | 22.9 | PJM | [5 empty] | In Service | Hawtree Creek | Solar | 65
316129 | 36.528 | -78.1112 | AC1-054 GEN | 0.4 | PJM | [5 empty] | In Service | Hawtree Creek | Solar | 65
316126 | 36.528 | -78.1112 | AC1-054 MAIN | 115 | PJM | 3EATON F | 36.4922 | -77.9819 | 2 |  | In Service | Hawtree Creek | Solar | 65
316125 | 36.528 | -78.1112 | AC1-054 TAP | 115 | PJM | 3EATON F | 36.4922 | -77.9819 | 1 |  | In Service | Hawtree Creek | Solar | 65
237027 | 39.3832 | -80.33 | AC1-055 | 138 | PJM | 01GLENFL | 39.3055 | -80.3389 | 1 |  | Engineering and Procurement
316198 | 37.5434 | -76.7019 | AC1-063 | 115 | PJM | 3SHACKLE | 37.5434 | -76.7019 | 1 |  | In Service | King & Queen Landfill Facility | Methane | 0
316200 | 37.5434 | -76.7019 | AC1-065 COL | 34.5 | PJM | [5 empty] | In Service | Walnut Solar I | Solar
316201 | 37.5434 | -76.7019 | AC1-065 GEN | 0.4 | PJM | [5 empty] | In Service | Walnut Solar I | Solar
316199 | 37.5434 | -76.7019 | AC1-065 MAIN | 115 | PJM | X | X | X | 0 | Yes | In Service | Walnut Solar I | Solar
316202 | 37.5434 | -76.7019 | AC1-065 TRE | 13.8 | PJM | [5 empty] | In Service | Walnut Solar I | Solar
253332 | 37.5434 | -76.7019 | AC1-068 COL | 34.5 | PJM | [5 empty] | In Service | Pickaway County Solar | Solar | 49.9
253333 | 37.5434 | -76.7019 | AC1-068 GEN | 0.4 | PJM | [5 empty] | In Service | Pickaway County Solar | Solar | 49.9
253330 | 37.5434 | -76.7019 | AC1-068 MAIN | 69 | PJM | 09ATLNTA | 39.5601 | -83.1765 | 1 |  | In Service | Pickaway County Solar | Solar | 49.9
253331 | 37.5434 | -76.7019 | AC1-068 TRI | 13.8 | PJM | [5 empty] | In Service | Pickaway County Solar | Solar | 49.9
253324 | 37.5434 | -76.7019 | AC1-069 COL | 34.5 | PJM | [5 empty] | In Service | Pickaway County II Solar | Solar | 49.9
253325 | 37.5434 | -76.7019 | AC1-069 GEN | 0.4 | PJM | [5 empty] | In Service | Pickaway County II Solar | Solar | 49.9
253322 | 37.5434 | -76.7019 | AC1-069 MAIN | 69 | PJM | 09ATLNTA | 39.5601 | -83.1765 | 1 |  | In Service | Pickaway County II Solar | Solar | 49.9
253323 | 37.5434 | -76.7019 | AC1-069 TRI | 13.8 | PJM | [5 empty] | In Service | Pickaway County II Solar | Solar | 49.9
237028 | X | X | AC1-073 C | 138 | PJM | 01LEADSVILLE | 38.9938 | -79.9233 | 1
316121 | X | X | AC1-075 C1 | 34.5 | PJM | [5 empty] | In Service | Stagecoach Solar | Solar | 60
316124 | X | X | AC1-075 C2 | 13.8 | PJM | [5 empty] | In Service | Stagecoach Solar | Solar | 60
316120 | X | X | AC1-075 CH | 115 | PJM | 3HICKGROVDP | 37.0186 | -78.9989 | 2 |  | In Service | Stagecoach Solar | Solar | 60
316122 | X | X | AC1-075 F1 | 34.5 | PJM | [5 empty] | In Service | Stagecoach Solar | Solar | 60
316123 | X | X | AC1-075 G1 | 0.6 | PJM | [5 empty] | In Service | Stagecoach Solar | Solar | 60
316163 | X | X | AC1-076 COL | 34.5 | PJM | [5 empty] | In Service | Pine Glade Solar | Solar | 62.5
316164 | X | X | AC1-076 GEN | 0.6 | PJM | [5 empty] | In Service | Pine Glade Solar | Solar | 62.5
316162 | X | X | AC1-076 MAIN | 115 | PJM | 3LOCST G | 38.289 | -77.8629 | 2 |  | In Service | Pine Glade Solar | Solar | 62.5
316161 | X | X | AC1-076 TAP | 115 | PJM | 3LOCST G | 38.289 | -77.8629 | 1 |  | In Service | Pine Glade Solar | Solar | 62.5
316203 | 38.99 | -83.7855 | AC1-080 C3 | 34.5 | PJM | [5 empty] | In Service | Stagecoach Solar | Solar | 20
316204 | 38.99 | -83.7855 | AC1-080 F2 | 34.5 | PJM | [5 empty] | In Service | Stagecoach Solar | Solar | 20
316205 | 38.99 | -83.7855 | AC1-080 G2 | 0.6 | PJM | [5 empty] | In Service | Stagecoach Solar | Solar | 20
253321 | 38.99 | -83.7855 | AC1-085 COL1 | 34.5 | PJM | [5 empty] | In Service | Highland County Solar | Solar | 400
253320 | 38.99 | -83.7855 | AC1-085 COL2 | 34.5 | PJM | [5 empty] | In Service | Highland County Solar | Solar | 400
253312 | 38.99 | -83.7855 | AC1-085 COLA | 34.5 | PJM | [5 empty] | In Service | Highland County Solar | Solar | 400
253315 | 38.99 | -83.7855 | AC1-085 COLB | 34.5 | PJM | [5 empty] | In Service | Highland County Solar | Solar | 400
253313 | 38.99 | -83.7855 | AC1-085 GENA | 0.6 | PJM | [5 empty] | In Service | Highland County Solar | Solar | 400
253316 | 38.99 | -83.7855 | AC1-085 GENB | 0.6 | PJM | [5 empty] | In Service | Highland County Solar | Solar | 400
253311 | 38.99 | -83.7855 | AC1-085 MAIN | 345 | PJM | 09CLINTO | 39.3978 | -83.8549 | 2 |  | In Service | Highland County Solar | Solar | 400
253310 | 39.2008 | -83.832 | AC1-085 POI | 345 | PJM | 09CLINTO | 39.3978 | -83.8549 | 1 |  | In Service | Highland County Solar | Solar | 400
253318 | 38.99 | -83.7855 | AC1-085 TERA | 7.2 | PJM | [5 empty] | In Service | Highland County Solar | Solar | 400
253319 | 38.99 | -83.7855 | AC1-085 TREB | 7.2 | PJM | [5 empty] | In Service | Highland County Solar | Solar | 400
270185 | 38.9992 | -83.7157 | AC1-089 COL | 34.5 | PJM | [5 empty] | In Service | Willowbrook Solar | Solar | 150
270186 | 38.9992 | -83.7157 | AC1-089 GEN | 0.4 | PJM | [5 empty] | In Service | Willowbrook Solar | Solar | 150
270184 | 38.9992 | -83.7157 | AC1-089 MAIN | 138 | PJM | X | X | X | 0 | Yes | In Service | Willowbrook Solar | Solar | 150
270187 | 38.9992 | -83.7157 | AC1-089 TER | 13.8 | PJM | [5 empty] | In Service | Willowbrook Solar | Solar | 150
316209 | X | X | AC1-098 COL | 34.5 | PJM | [5 empty] | In Service | American Beech Solar | Solar
316210 | X | X | AC1-098 GEN | 0.6 | PJM | [5 empty] | In Service | American Beech Solar | Solar
316207 | X | X | AC1-098 MAIN | 115 | PJM | 3SO JUSTICE | 36.2765 | -77.5483 | 2 |  | In Service | American Beech Solar | Solar
316206 | X | X | AC1-098 TAP | 115 | PJM | 3SO JUSTICE | 36.2765 | -77.5483 | 1 |  | In Service | American Beech Solar | Solar
316208 | X | X | AC1-098 TER | 13.8 | PJM | [5 empty] | In Service | American Beech Solar | Solar
316211 | X | X | AC1-099_COL | 34.5 | PJM | [5 empty] | In Service | American Beech Solar | Solar
316212 | X | X | AC1-099_GEN | 0.6 | PJM | [5 empty] | In Service | American Beech Solar | Solar
316117 | 37.4372 | -77.1584 | AC1-105 COL | 34.5 | PJM | [5 empty] | In Service | Sunnybrook Farm Solar | Solar | 51
316118 | 37.4372 | -77.1584 | AC1-105 GEN | 0.6 | PJM | [5 empty] | In Service | Sunnybrook Farm Solar | Solar | 51
316116 | 37.4372 | -77.1584 | AC1-105 MAIN | 115 | PJM | 3MT LREL | 36.8201 | -78.736 | 2 |  | In Service | Sunnybrook Farm Solar | Solar | 51
316115 | 37.4372 | -77.1584 | AC1-105 TAP | 115 | PJM | 3MT LREL | 36.8201 | -78.736 | 1 |  | In Service | Sunnybrook Farm Solar | Solar | 51
316134 | X | X | AC1-107 G1 | 23 | PJM | [5 empty] | Withdrawn
316135 | X | X | AC1-107 G2 | 23 | PJM | [5 empty] | Withdrawn
316136 | X | X | AC1-107 G3 | 23 | PJM | [5 empty] | Withdrawn
316133 | X | X | AC1-107 MAIN | 500 | PJM | X | X | X | 0 | Yes | Withdrawn
270170 | 37.1329 | -79.3523 | AC1-122 COL | 34.5 | PJM | [5 empty] | In Service | Altavista Solar | Solar | 60
270173 | 37.1329 | -79.3523 | AC1-122 GEN | 0.6 | PJM | [5 empty] | In Service | Altavista Solar | Solar | 60
270172 | 37.1329 | -79.3523 | AC1-122 GSU | 34.5 | PJM | [5 empty] | In Service | Altavista Solar | Solar | 60
270169 | 37.1329 | -79.3523 | AC1-122 MAIN | 138 | PJM | 05CANDLER MT | 37.3266 | -79.1556 | 2 |  | In Service | Altavista Solar | Solar | 60
270168 | 37.1329 | -79.3523 | AC1-122 TAP | 138 | PJM | 05CANDLER MT | 37.3266 | -79.1556 | 1 |  | In Service | Altavista Solar | Solar | 60
270171 | 37.1329 | -79.3523 | AC1-122 TER | 13.8 | PJM | [5 empty] | In Service | Altavista Solar | Solar | 60
316213 | 37.8197 | -77.4452 | AC1-134 | 230 | PJM | 6FOUR RIVERS | 37.8219 | -77.4436 | 1 |  | In Service | Doswell Facility (Doswell Complex 5 & 6) | Natural Gas | 0
316216 | 36.9307 | -79.3603 | AC1-145 COL1 | 34.5 | PJM | [5 empty] | In Service | Whitethorn Solar | Solar | 50
316215 | 36.9307 | -79.3603 | AC1-145 COL2 | 34.5 | PJM | [5 empty] | In Service | Whitethorn Solar | Solar | 50
316217 | 36.9307 | -79.3603 | AC1-145 GEN | 0.6 | PJM | [5 empty] | In Service | Whitethorn Solar | Solar | 50
316214 | 36.9307 | -79.3603 | AC1-145 MAIN | 69 | PJM | 2CHTM TP | 36.8495 | -79.3876 | 2 |  | In Service | Whitethorn Solar | Solar | 50
316168 | X | X | AC1-164 COL | 34.5 | PJM | [5 empty] | Withdrawn
316169 | X | X | AC1-164 GEN | 0.4 | PJM | [5 empty] | Withdrawn
316165 | X | X | AC1-164 MAIN | 230 | PJM | 6CHCKAHM | 37.4372 | -77.1584 | 1 |  | Withdrawn
316166 | X | X | AC1-164 XFLV | 34.5 | PJM | [5 empty] | Withdrawn
316167 | X | X | AC1-164 XFTR | 13.8 | PJM | [5 empty] | Withdrawn
253337 | 39.5478 | -83.3065 | AC1-165 COL | 34.5 | PJM | [5 empty] | In Service | Buckeye Plains II Solar | Solar | 49.9
253338 | 39.5478 | -83.3065 | AC1-165 GEN | 0.4 | PJM | [5 empty] | In Service | Buckeye Plains II Solar | Solar | 49.9
253335 | 39.5478 | -83.3065 | AC1-165 MAIN | 69 | PJM | 09ATLNTA | 39.5601 | -83.1765 | 1 |  | In Service | Buckeye Plains II Solar | Solar | 49.9
253336 | 39.5478 | -83.3065 | AC1-165 TRI | 13.8 | PJM | [5 empty] | In Service | Buckeye Plains II Solar | Solar | 49.9
253342 | 39.5478 | -83.3065 | AC1-166 COL | 34.5 | PJM | [5 empty] | In Service | Buckeye Plains Solar | Solar | 49.9
253343 | 39.5478 | -83.3065 | AC1-166 GEN | 0.4 | PJM | [5 empty] | In Service | Buckeye Plains Solar | Solar | 49.9
253340 | 39.5478 | -83.3065 | AC1-166 MAIN | 69 | PJM | 09ATLNTA | 39.5601 | -83.1765 | 1 |  | In Service | Buckeye Plains Solar | Solar | 49.9
253341 | 39.5478 | -83.3065 | AC1-166 TRI | 13.8 | PJM | [5 empty] | In Service | Buckeye Plains Solar | Solar | 49.9
270190 | 41.0411 | -84.6875 | AC1-173 COL | 34.5 | PJM | [5 empty] | In Service | Timber Road IV Wind Farm (Southern Phase) | Wind | 75.9
270191 | 41.0411 | -84.6875 | AC1-173 FULL | 0.7 | PJM | [5 empty] | In Service | Timber Road IV Wind Farm (Southern Phase) | Wind | 75.9
270188 | 41.0411 | -84.6875 | AC1-173 MAIN | 138 | PJM | [5 empty] | In Service | Timber Road IV Wind Farm (Southern Phase) | Wind | 75.9
270189 | 41.0411 | -84.6875 | AC1-173 TER | 13.8 | PJM | [5 empty] | In Service | Timber Road IV Wind Farm (Southern Phase) | Wind | 75.9
276640 | 41.4393 | -88.1125 | AC1-204 GEN1 | 23 | PJM | [5 empty] | In Service | Jackson Generation | Natural Gas | 1200.9
276642 | 41.4393 | -88.1125 | AC1-204 GEN2 | 23 | PJM | [5 empty] | In Service | Jackson Generation | Natural Gas | 1200.9
276639 | 41.4393 | -88.1125 | AC1-204 GSU1 | 345 | PJM | X | X | X | 0 | Yes | In Service | Jackson Generation | Natural Gas | 1200.9
276641 | 41.4393 | -88.1125 | AC1-204 GSU2 | 345 | PJM | X | X | X | 0 | Yes | In Service | Jackson Generation | Natural Gas | 1200.9
207420 | 41.4393 | -88.1125 | AC1-207 TAP | 34.5 | PJM | 28ENGLISHT | 40.3004 | -74.377 | 1 |  | In Service | Hoffman Station Road Solar | Solar | 13.1
253360 | X | X | AC1-212 COL | 34.5 | PJM | [5 empty] | Withdrawn
253362 | X | X | AC1-212 GEN1 | 0.5 | PJM | [5 empty] | Withdrawn
253363 | X | X | AC1-212 GEN2 | 0.5 | PJM | [5 empty] | Withdrawn
253359 | X | X | AC1-212 MAIN | 69 | PJM | 09MINSTR | 40.3361 | -84.3709 | 1 |  | Withdrawn
253361 | X | X | AC1-212 TER | 12.5 | PJM | [5 empty] | Withdrawn
276644 | 41.2096 | -89.5996 | AC1-214 COL | 34.5 | PJM | [5 empty] | In Service | Lone Tree Wind | Wind | 79.4
276648 | 41.2096 | -89.5996 | AC1-214 COL2 | 34.5 | PJM | [5 empty] | In Service | Lone Tree Wind | Wind | 79.4
276645 | 41.2096 | -89.5996 | AC1-214 GEN1 | 0.7 | PJM | [5 empty] | In Service | Lone Tree Wind | Wind | 79.4
276646 | 41.2096 | -89.5996 | AC1-214 GEN2 | 0.7 | PJM | [5 empty] | In Service | Lone Tree Wind | Wind | 79.4
276643 | 41.2096 | -89.5996 | AC1-214 MAIN | 138 | PJM | CRESCENT ; R | 41.2708 | -89.5881 | 1 |  | In Service | Lone Tree Wind | Wind | 79.4
276647 | 41.2096 | -89.5996 | AC1-214 TER | 13.8 | PJM | [5 empty] | In Service | Lone Tree Wind | Wind | 79.4
316221 | 36.6807 | -78.8853 | AC1-221 COLA | 34.5 | PJM | [5 empty] | In Service | Alton Post Office Solar | Solar | 29.2
316220 | 36.6807 | -78.8853 | AC1-221 COLB | 34.5 | PJM | [5 empty] | In Service | Alton Post Office Solar | Solar | 29.2
316222 | 36.6807 | -78.8853 | AC1-221 GEN | 0.6 | PJM | [5 empty] | In Service | Alton Post Office Solar | Solar | 29.2
316219 | 36.6807 | -78.8853 | AC1-221 MAIN | 230 | PJM | 6SEDGE HILL | 36.6132 | -78.9325 | 2 |  | In Service | Alton Post Office Solar | Solar | 29.2
316218 | 36.6807 | -78.8853 | AC1-221 TAP | 230 | PJM | 6SEDGE HILL | 36.6132 | -78.9325 | 1 |  | In Service | Alton Post Office Solar | Solar | 29.2
270195 | 40.6048 | -81.0605 | AC2-016 CT1 | 18 | PJM | [5 empty] | In Service | Carroll County Energy LLC | Natural Gas | 20
270196 | 40.6048 | -81.0605 | AC2-016 CT2 | 18 | PJM | [5 empty] | In Service | Carroll County Energy LLC | Natural Gas | 20
270194 | 40.6048 | -81.0605 | AC2-016 MAIN | 345 | PJM | 05CANTNC | 40.7733 | -81.3295 | 2 |  | In Service | Carroll County Energy LLC | Natural Gas | 20
270193 | 40.6048 | -81.0605 | AC2-016 POI | 345 | PJM | 05CANTNC | 40.7733 | -81.3295 | 1 |  | In Service | Carroll County Energy LLC | Natural Gas | 20
270197 | 40.6048 | -81.0605 | AC2-016 ST | 18 | PJM | [5 empty] | In Service | Carroll County Energy LLC | Natural Gas | 20
205909 | X | X | AC2-053 GEN | 0.4 | PJM | [5 empty] | Withdrawn
253347 | X | X | AC2-067 COL1 | 34.5 | PJM | [5 empty] | Withdrawn
253348 | X | X | AC2-067 COL2 | 34.5 | PJM | [5 empty] | Withdrawn
253349 | X | X | AC2-067 GEN | 0.4 | PJM | [5 empty] | Withdrawn
253346 | X | X | AC2-067 MAIN | 69 | PJM | 09CAMDEN | 39.6551 | -84.6229 | 2 |  | Withdrawn
253345 | X | X | AC2-067 TAP | 69 | PJM | 09CAMDEN | 39.6551 | -84.6229 | 1 |  | Withdrawn
253350 | X | X | AC2-067 TER | 13.8 | PJM | [5 empty] | Withdrawn
252505 | 38.922 | -84.0324 | AC2-088 COL | 34.5 | PJM | [5 empty] | In Service | Nestlewood Solar | Solar | 70
252507 | 38.922 | -84.0324 | AC2-088 GEN | 0.6 | PJM | [5 empty] | In Service | Nestlewood Solar | Solar | 70
252504 | 38.922 | -84.0324 | AC2-088 MAIN | 69 | PJM | 08S.BET2 | 38.97 | -84.07 | 2 |  | In Service | Nestlewood Solar | Solar | 70
252503 | 38.922 | -84.0324 | AC2-088 TAP | 69 | PJM | 08S.BET2 | 38.97 | -84.07 | 1 |  | In Service | Nestlewood Solar | Solar | 70
252506 | 38.922 | -84.0324 | AC2-088 TER | 13.8 | PJM | [5 empty] | In Service | Nestlewood Solar | Solar | 70
227281 | X | X | AC2-101 COL | 34.5 | PJM | [5 empty] | Withdrawn
227282 | X | X | AC2-101 GEN | 0.6 | PJM | [5 empty] | Withdrawn
227283 | X | X | AC2-101 MAIN | 69 | PJM | X | X | X | 0 | Yes | Withdrawn
316225 | 38.3024 | -77.1775 | AC2-110 COL | 34.5 | PJM | [5 empty] | In Service | Walnut Solar I | Solar
316226 | 38.3024 | -77.1775 | AC2-110 GEN | 0.4 | PJM | [5 empty] | In Service | Walnut Solar I | Solar
316224 | 38.3024 | -77.1775 | AC2-110 MAIN | 115 | PJM | [5 empty] | In Service | Walnut Solar I | Solar
316227 | 38.3024 | -77.1775 | AC2-110 TRE | 13.8 | PJM | [5 empty] | In Service | Walnut Solar I | Solar
227280 | 38.5331 | -77.0895 | AC2-120 C | 69 | PJM | HAWK 69 | 38.5474 | -76.9071 | 1 |  | In Service | Ripley Solar | Solar | 10.45
316228 | 38.9697 | -78.1777 | AC2-133 1 | 21 | PJM | 1WARREN G1 | 38.9707 | -78.1814 | 1 |  | In Service | Warren County Power Station | Natural Gas | 20
316229 | 38.9697 | -78.1777 | AC2-133 2 | 21 | PJM | 1WARREN G2 | 38.9706 | -78.1822 | 1 |  | In Service | Warren County Power Station | Natural Gas | 20
316230 | 38.9697 | -78.1777 | AC2-133 3 | 21 | PJM | 1WARREN G3 | 38.9707 | -78.1814 | 1 |  | In Service | Warren County Power Station | Natural Gas | 20
316231 | 38.9697 | -78.1777 | AC2-133 4 | 19 | PJM | 1WARREN S1 | 38.9707 | -78.1814 | 1 |  | In Service | Warren County Power Station | Natural Gas | 20
237034 | 39.6491 | -77.6784 | AC2-136 C | 138 | PJM | 01EHAGER | 39.6432 | -77.625 | 1 |  | In Service | East Hagerstown Solar | Solar
316075 | 37.5235 | -77.2634 | AC2-137 C | 230 | PJM | 6ELKO L286 | 37.4668 | -77.2745 | 1 |  | In Service | Briel Farm Solar | Solar | 18.8
316077 | 38.0066 | 76.6079 | AC2-138 C | 115 | PJM | 3NORNECK | 37.9483 | -76.7119 | 1 |  | In Service | Gardy's Mill Solar | Solar | 10.8
207455 | X | X | AC2-144 E | 34.5 | PJM | 28NEWBRG Q | 40.89 | -74.93 | 1 |  | Withdrawn
207456 | X | X | AC2-145 E | 34.5 | PJM | 28BEACH GL | 40.94 | -74.47 | 1 |  | Withdrawn
270199 | 40.362 | -85.1139 | AC2-176 COL | 34.5 | PJM | [5 empty] | In Service | Bitter Ridge Wind Farm | Wind | 130
270200 | 40.362 | -85.1139 | AC2-176 FRD | 34.5 | PJM | [5 empty] | In Service | Bitter Ridge Wind Farm | Wind | 130
270201 | 40.362 | -85.1139 | AC2-176 GEN | 0.7 | PJM | [5 empty] | In Service | Bitter Ridge Wind Farm | Wind | 130
270198 | 40.362 | -85.1139 | AC2-176 MAIN | 138 | PJM | 05JAY | 40.379 | -85.1916 | 1 |  | In Service | Bitter Ridge Wind Farm | Wind | 130
270202 | 40.362 | -85.1139 | AC2-176 TER | 13.8 | PJM | [5 empty] | In Service | Bitter Ridge Wind Farm | Wind | 130
188264 | X | X | ACHIG-120-1 | 120 | TE | [5 empty] | Out of Area
188265 | X | X | ACHIG-120-2 | 120 | TE | [5 empty] | Out of Area
188260 | X | X | ACHIG25-1 | 26.4 | TE
188261 | X | X | ACHIG25-2 | 26.4 | TE
237088 | X | X | AD1-018 COL | 34.5 | PJM | 01CARLOS | 39.5651 | -78.8562 | 2 |  | Withdrawn
237089 | X | X | AD1-018 GEN | 0.4 | PJM | [5 empty] | Withdrawn
237087 | X | X | AD1-018 TAP | 34.5 | PJM | 01CARLOS | 39.5651 | -78.8562 | 1 |  | Withdrawn
205914 | 39.8796 | -77.1972 | AD1-020 COL | 34.5 | PJM | [5 empty] | In Service | Adams Solar LLC | Solar | 80
205915 | 39.8796 | -77.1972 | AD1-020 COL2 | 34.5 | PJM | [5 empty] | In Service | Adams Solar LLC | Solar | 80
205917 | 39.8796 | -77.1972 | AD1-020 ES | 0.6 | PJM | [5 empty] | In Service | Adams Solar LLC | Solar | 80
205916 | 39.8796 | -77.1972 | AD1-020 GEN | 0.6 | PJM | [5 empty] | In Service | Adams Solar LLC | Solar | 80
205913 | 39.8796 | -77.1972 | AD1-020 MAIN | 115 | PJM | 27HUNTRSTN | 39.868 | -77.1682 | 2 |  | In Service | Adams Solar LLC | Solar | 80
205912 | 39.8796 | -77.1972 | AD1-020 TAP | 115 | PJM | 27HUNTRSTN | 39.868 | -77.1682 | 1 |  | In Service | Adams Solar LLC | Solar | 80
316148 | X | X | AD1-046 GEN | 230 | PJM | 6OAKGROV | 38.1846 | -76.9989 | 1 |  | Withdrawn
316223 | 36.6807 | -78.8853 | AD1-058 GEN | 0.6 | PJM | [5 empty] | In Service | Alton Post Office Solar | Solar | 45.9
207457 | X | X | AD1-059 | 230 | PJM | 28LAKEWOOD | 40.0609 | -74.1671 | 1 |  | In Service | Lakewood Cogeneration Plant | Natural Gas
316232 | 37.5929 | -79.3813 | AD1-084 | 115 | PJM | 3BALCFLS | 37.6214 | -79.4367 | 1 |  | In Service | Cushaw Hydropower Station | Hydro | 5.5
237090 | X | X | AD1-085 COL1 | 34.5 | PJM | [5 empty] | Withdrawn
237091 | X | X | AD1-085 COL2 | 34.5 | PJM | [5 empty] | Withdrawn
237092 | X | X | AD1-085 GEN | 0.6 | PJM | [5 empty] | Withdrawn
207434 | X | X | AD1-113 CT1 | 18 | PJM | [5 empty] | Withdrawn
207435 | X | X | AD1-113 CT2 | 18 | PJM | [5 empty] | Withdrawn
207441 | X | X | AD1-113 ST | 18 | PJM | [5 empty] | Withdrawn
211434 | X | X | AD1-143 TAP | 69 | PL | PSPA TP1 | 40.7837 | -75.8031 | 1 |  | Withdrawn
237036 | X | X | AD2-002_GEN | 13.8 | PJM | [5 empty] | Withdrawn
237035 | X | X | AD2-002_POI | 25 | PJM | 01RM MFR J | 39.8626 | -79.6624 | 1 |  | Withdrawn
219916 | X | X | AD2-025 E | 13.2 | PJM | SUNNYM_L2 | 40.5123 | -74.6164 | 1 |  | Withdrawn
219912 | 39.965 | -75.0808 | AD2-042 GEN | 26.4 | PJM | CAMDEN_26 | 39.9656 | -75.0443 | 1 |  | In Service | Pennsauken Solar II | Solar | 13.2
230407 | 39.8198 | -74.8945 | AD2-065 C | 12.9 | PJM | ATCO #4 | 39.77 | -74.85 | 1 |  | In Service | Kettle Run | Solar | 2.57
230408 | 39.8198 | -74.8945 | AD2-065 E | 12.9 | PJM | ATCO #4 | 39.77 | -74.85 | 2 |  | In Service | Kettle Run | Solar | 2.57
207437 | 40.6156 | -75.1563 | AD2-070 GEN | 34.5 | PJM | 28GILBERT | 40.5686 | -75.1621 | 2 |  | In Service | Milford Solar Farm | Solar | 7.5
207436 | 40.6156 | -75.1563 | AD2-070 TAP | 34.5 | PJM | 28GILBERT | 40.5686 | -75.1621 | 1 |  | In Service | Milford Solar Farm | Solar | 7.5
316158 | X | X | AD2-164 | 230 | PJM | 6PENINSL | 37.0913 | -76.3887 | 1 |  | Withdrawn
237085 | 39.3832 | -80.33 | AD2-192 GEN | 23 | PJM
237086 | 39.3832 | -80.33 | AD2-192 MAIN | 138 | PJM | 01GLENFL | 39.3055 | -80.3389 | 1
270167 | X | X | AD2-205 E | 69 | PJM | 05BYLLESBY | 36.9145 | -81.0116 | 1 |  | In Service | Buck & Byllesby Hydro Project | Storage | 4
207458 | X | X | AD2-210 E | 34.5 | PJM | 28CDR KN W | 40.81 | -74.4 | 1 |  | Withdrawn
316150 | X | X | AD2-215 GEN | 230 | PJM | 6KINGFORK | 36.7842 | -76.6023 | 1 |  | Withdrawn
629899 |  |  | ADAIR 8 | 69 | MISO | WHT POLE RD8 | 41.5173 | -94.481 | 2
629898 |  |  | ADAIR REC 8 | 69 | MISO | WHT POLE RD8 | 41.5173 | -94.481 | 2
629897 |  |  | ADAIRRECTP 8 | 69 | MISO | WHT POLE RD8 | 41.5173 | -94.481 | 1
669018 |  |  | ADELAIDE 8 | 63.5 | MH | AMY ST.8 | 49.95 | -96.9 | 2
669126 |  |  | ADELAIDE 9 | 12.5 | MH
175014 | X | X | ADOLPHUS1 | 115 | CORNWALL | DADOLPHUS2 | 45.2964 | -74.1807 | 1 |  | Out of Area
226919 | X | X | AE1-012 C | 115 | PJM | TUX 504 | 38.9175 | -76.9111 | 1 |  | Withdrawn
226920 | X | X | AE1-012 E | 115 | PJM | TUX 504 | 38.9175 | -76.9111 | 2 |  | Withdrawn
226921 | X | X | AE1-013 C | 69 | PJM | PALM 69 | 38.7733 | -76.9591 | 1 |  | Withdrawn
226922 | X | X | AE1-013 E | 69 | PJM | PALM 69 | 38.7733 | -76.9591 | 2 |  | Withdrawn
226923 | X | X | AE1-015 C | 69 | PJM | PALM 69 | 38.7733 | -76.9591 | 1 |  | Withdrawn
226924 | X | X | AE1-015 E | 69 | PJM | PALM 69 | 38.7733 | -76.9591 | 2 |  | Withdrawn
219920 | 40.4943 | -74.4176 | AE1-041 EBAT | 26.4 | PJM | METUCHEN_AB | 40.5305 | -74.3488 | 2 |  | In Service | Highland Park | Solar; Storage | 0.6
219919 | 40.4943 | -74.4176 | AE1-041 FULL | 26.4 | PJM | METUCHEN_AB | 40.5305 | -74.3488 | 1 |  | In Service | Highland Park | Solar; Storage | 0.6
316233 | X | X | AE1-074 FULL | 230 | PJM | 6WINTERP | 37.3933 | -77.672 | 1 |  | Withdrawn
207439 | 40.9265 | ` | AE1-081 C O1 | 34.5 | PJM | 28LANDNG Z | 40.9 | -74.66 | 1 |  | In Service | Durban Ave Solar | Solar | 1.25
316152 | X | X | AE1-098 GEN | 115 | PJM | 3ENDLCAV | 38.6198 | -78.6856 | 1 |  | Withdrawn
316154 | X | X | AE1-099 GEN | 115 | PJM | 3ENDLCAV | 38.6198 | -78.6856 | 1 |  | Withdrawn
316234 | X | X | AE1-124 FULL | 230 | PJM | 6OAKGROV | 38.1846 | -76.9989 | 1 |  | Withdrawn
237095 | X | X | AE1-147_COLA | 46 | PJM | [5 empty] | Withdrawn
237096 | X | X | AE1-147_COLB | 46 | PJM | 01BUSH J | 40.8885 | -77.8439 | 2 |  | Withdrawn
237094 | X | X | AE1-147_GEN | 0.6 | PJM | [5 empty] | Withdrawn
237097 | X | X | AE1-147_POI | 46 | PJM | 01BUSH J | 40.8885 | -77.8439 | 1 |  | Withdrawn
207442 | 40.5226 | -74.9427 | AE1-156 GEN | 34.5 | PJM | 28BAPTISTN | 40.52 | -74.98 | 1 |  | In Service | Quakertown Solar Farm | Solar
316236 | 36.9097 | -76.7082 | AE1-162_GEN | 230 | PJM | 6SMITFLD | 36.9598 | -76.6694 | 1 |  | In Service | Solidago Solar | Solar | 20
316159 | 37.3599 | -76.7554 | AE1-175 C | 230 | PJM | 6LIGH285 | 37.3283 | -76.7572 | 1 |  | In Service | Lightfoot 34.5 kV II | Solar | 19.9
316160 | 37.3599 | -76.7554 | AE1-175 E | 230 | PJM | 6LIGH285 | 37.3283 | -76.7572 | 2 |  | In Service | Lightfoot 34.5 kV II | Solar | 19.9
230409 | 39.6979 | -75.1167 | AE1-218 C O1 | 12.9 | PJM | GLSBORO4 | 39.73 | -75.15 | 1 |  | In Service | Glassboro LF Solar | Solar
230410 | 39.6979 | -75.1167 | AE1-218 E O1 | 12.9 | PJM | GLSBORO4 | 39.73 | -75.15 | 2 |  | In Service | Glassboro LF Solar | Solar
230411 | X | X | AE1-219 C O1 | 12.9 | PJM | GLSBORO3 | 39.73 | -75.15 | 1 |  | Withdrawn
216403 | 39.8443 | -75.3586 | AE2-010_CTG1 | 13.2 | PJM | [5 empty] | In Service | Jericho | Natural Gas | 29
216404 | 39.8443 | -75.3586 | AE2-010_CTG2 | 13.2 | PJM | [5 empty] | In Service | Jericho | Natural Gas | 29
216405 | 39.8443 | -75.3586 | AE2-010_MCX1 | 5.7 | PJM | [5 empty] | In Service | Jericho | Natural Gas | 29
216406 | 39.8443 | -75.3586 | AE2-010_MCX2 | 5.7 | PJM | [5 empty] | In Service | Jericho | Natural Gas | 29
316235 | X | X | AE2-304 FULL | 230 | PJM | 6S HERTFORD | 36.15 | -76.441 | 1 |  | Withdrawn
512620 |  |  | AFTP TP2 | 69 | SPP | 2J6 | 36.65 | -95.07 | 1
513118 |  |  | AGRAKM 2 | 69 | SPP | 2CARNEY | 35.88 | -96.97 | 1
210864 |  |  | AIPR RF | 69 | PL | MAMA | 40.5688 | -75.574 | 2
210863 |  |  | AIPR RF TP | 69 | PL | MAMA | 40.5688 | -75.574 | 1
190874 | X | X | ALB_TAP | 69 | NB | T15L67 | 45.92 | -64.66 | 1 |  | Out of Area
630954 |  |  | ALBION REC 8 | 69 | MISO | FLETCHR J1 8 | 42.2187 | -93.0012 | 2
630953 |  |  | ALBIONRECTP8 | 69 | MISO | FLETCHR J1 8 | 42.2187 | -93.0012 | 1
219039 | 40.6514 | -74.292 | ALDENE_9 | 230 | PJM | X | X | X | 0 | Yes
309825 | 35.1889 | -81.0103 | ALLENBUS1 | 100 | SERC | ALLEN2B | 35.1889 | -81.0103 | 1
309826 | 35.1889 | -81.0103 | ALLENBUS2 | 100 | SERC | ALLEN6 | 35.1889 | -81.0103 | 1
660302 |  |  | ALPENA | 34.5 | SPP
660301 |  |  | ALPENA T | 34.5 | SPP
635277 |  |  | ALTAMUNITAP8 | 69 | MISO | AURELIA TAP8 | 42.7382 | -95.5548 | 1
693909 | 43.6396 | -88.7744 | ALTO DAIRY | 69 | MISO | ALTO TAP 69 | 43.6396 | -88.7744 | 1
135618 | 42.9035 | -78.7684 | AM.S-922 | 115 | NYISO | GRDNVL1 | 42.8518 | -78.768 | 1
525606 |  |  | AMHERST 2 | 69 | SPP | LC-SANDHLL+2 | 34.0207 | -102.4622 | 1
336125 |  |  | AMITE PV | 34.5 | MISO
126320 |  |  | AMTRAK VNEST | 27 | NYISO
660432 |  |  | ANDOVER | 69 | SPP | GROTON2 8 | 44.6818 | -99.9661 | 2
629901 |  |  | ANITAMUNI 8 | 69 | MISO | ANITA 8 | 41.468 | -94.8561 | 1
180338 | X | X | ANJOU-A | 315 | TE | DUV315 | 45.6621 | -73.6719 | 1 |  | Out of Area
180339 | X | X | ANJOU-B | 315 | TE | DUV315 | 45.6621 | -73.6719 | 1 |  | Out of Area
180347 | X | X | ANJOU-C | 315 | TE | MTLESD | 45.6392 | -73.5636 | 1 |  | Out of Area
180354 | X | X | ANJOU-D | 315 | TE | MTLESD A | 45.6392 | -73.5636 | 1 |  | Out of Area
180355 | X | X | ANJOU-E | 315 | TE | X | X | X | 0 | Yes | Out of Area
180358 | X | X | ANJOU-F | 315 | TE | X | X | X | 0 | Yes | Out of Area
640522 |  |  | ANTELOPE 8 | 69 | SPP
643182 |  |  | ANTELOPE.T29 | 13.8 | SPP
269391 |  |  | APEX1 | 41.6 | MISO
269413 |  |  | APEX2 | 41.6 | MISO
269426 | 43.2017 | -82.5175 | APTS1729 | 41.6 | MISO | X | X | X | 0 | Yes
227031 | 38.613 | -76.7164 | AQUASCO69 | 69 | PJM | CHALSM69 | 38.5604 | -76.6886 | 1
515410 |  |  | ARBCKL1G | 13.8 | SPP
189233 | X | X | ARCH<B> | 735 | TE | CHOUAN | 48.6687 | -72.6727 | 1 |  | Out of Area
181133 | X | X | ARCH120 | 120 | TE | CHERT-120-1 | 46.0639 | -74.6954 | 1 |  | Out of Area
180733 | X | X | ARCH735 | 735 | TE | DUV735 | 45.6621 | -73.6719 | 1 |  | Out of Area
403193 |  |  | ARCHR SL_COL | 34.5 | DEF
403194 |  |  | ARCHR SL_HS | 230 | DEF | ARCHER 2 | 29.5578 | -82.5055 | 1
403192 |  |  | ARCHR SL_INV | 34.5 | DEF
403191 |  |  | ARCHR SL_PV | 0.6 | DEF
403195 |  |  | ARCHR SL_TER | 13.8 | DEF
181059 | X | X | ARG120 | 120 | TE | CA120A | 45.5667 | -74.3833 | 2 |  | Out of Area
183007 | X | X | ARG-25 | 26.4 | TE
180378 | X | X | ARG315A | 315 | TE | CHE315 | 45.5875 | -74.0603 | 2 |  | Out of Area
180360 | X | X | ARG315B | 315 | TE | CHE315 | 45.5875 | -74.0603 | 2 |  | Out of Area
401752 |  |  | ARIEL | 115 | FRCC | EDGEWATR | 28.9733 | -80.905 | 1
309886 |  |  | ARLINGTON | 100 | SERC | NEWELL T | 35.2354 | -80.6843 | 2
181006 | X | X | ARMAGH120 | 120 | TE | MNY120 | 46.9867 | -70.5084 | 2 |  | Out of Area
660226 |  |  | ARMOUR CITY | 34.5 | SPP | ARMOUR 9 | 43.2625 | -98.3218 | 2
660223 |  |  | ARMOUR PLANT | 34.5 | SPP | ARMOUR 9 | 43.2625 | -98.3218 | 1
658178 |  |  | ASH ST 7 | 115 | SPP | ASH TAP | 44.4 | -100.38 | 2
505441 |  |  | ASHRVL5 | 161 | SPP | IDALIA 5 | 36.865 | -89.8304 | 1
660345 |  |  | ASHTON T | 34.5 | SPP | REDFIELD 9 | 44.8967 | -98.5017 | 1
187174 | X | X | ATWAT1 | 12.9 | TE
100791 |  |  | AUG_PV_GEN | 0.6 | ISO-NE
100792 |  |  | AUG_PV_GSU | 12.5 | ISO-NE
100793 |  |  | AUG_PV_POI | 12.5 | ISO-NE
660055 |  |  | AURA CY WIND | 0.7 | SPP
660056 |  |  | AURA CY WND9 | 34.5 | SPP
660057 |  |  | AURORA CY T | 69 | SPP
629467 | 41.7075 | -93.0119 | AURORA J1 8 | 69 | MISO | X | X | X | 0 | Yes
669939 | 49.92 | -99.01 | AUSTN 19 | 12.5 | MH | X | X | X | 0 | Yes
660127 |  |  | AVON | 34.5 | SPP
660126 |  |  | AVON JCT | 34.5 | SPP
210276 | 40.2385 | -76.7796 | B60157 | 69 | PL | HUMM | 40.2595 | -76.7236 | 2
210275 | 40.2385 | -76.7796 | B60157 TP | 69 | PL | HUMM | 40.2595 | -76.7236 | 1
629838 |  |  | BAGLEYREC 8 | 69 | MISO
525038 |  |  | BAILEY_PMP 2 | 69 | SPP | LC-BECK +2 | 34.0861 | -102.5644 | 1
513089 |  |  | BALDHILLKM 2 | 69 | SPP | 2MORRIS | 35.6308 | -95.7458 | 1
401488 |  |  | BALDWIN2_TR | 13.2 | FRCC
309833 |  |  | BANKSST B | 100 | SERC | RVRWALKTB | 35.022 | -81.0118 | 1
227032 | 38.5957 | -76.9343 | BANNISTER | 69 | PJM | HAWK 69 | 38.5474 | -76.9071 | 1
227033 | 38.2842 | -76.5112 | BAREFOOT | 69 | PJM | HEWTSME | 38.4424 | -76.8183 | 1
401482 |  |  | BAREFOOT2_TR | 13.2 | FRCC
210430 | 41.03 | -75.2922 | BART 2 | 12.5 | PL | X | X | X | 0 | Yes
210436 | 40.9991 | -75.2587 | BART 2 | 138 | PL | BART TP2 | 41.0287 | -75.2934 | 1
151713 | X | X | BARWICK_T2 | 4.2 | IESO
219726 |  |  | BAT.STORG E | 13.2 | PJM | LAWNSIDE_L2 | 39.9185 | -75.0774 | 1
656103 |  |  | BAUMAN8 | 69 | SPP | IANORTH8 | 42.7298 | -92.6139 | 1
547729 |  |  | BAX488 5 | 161 | SPP | RIV4525 | 37.0734 | -94.6985 | 1
693605 |  |  | BAYSHORE TAP | 69 | MISO | BAYSHORE | 45.276 | -88.0902 | 1
458894 |  |  | BB2_PV | 34.5 | FRCC
458893 |  |  | BB2_TP | 69 | FRCC | MILMAC T | 27.7233 | -82.3806 | 1
458895 |  |  | BB2_TR | 13.8 | FRCC
655874 |  |  | BBCMPRSS-MK7 | 115 | SPP | BERG -MK7 | 47.7687 | -103.0556 | 2
655873 |  |  | BBCOMPTP-MK7 | 115 | SPP | BERG -MK7 | 47.7687 | -103.0556 | 1
195205 | X | X | BBK B1 | 230 | NF | [5 empty] | Out of Area
180400 | X | X | BDI_HT1 | 315 | TE | BDL315 | 45.6637 | -73.5234 | 2 |  | Out of Area
180402 | X | X | BDI_HT2 | 315 | TE | BDL315 | 45.6637 | -73.5234 | 2 |  | Out of Area
187354 | X | X | BDI_MT1 | 26.4 | TE
180398 | X | X | BDI_TAP1 | 315 | TE | X | X | X | 0 | Yes | Out of Area
180399 | X | X | BDI_TAP2 | 315 | TE | X | X | X | 0 | Yes | Out of Area
187153 | X | X | BDUR12 | 12.9 | TE
187422 | X | X | BDUR12-2 | 12.9 | TE
187424 | X | X | BDUR12-3 | 12.9 | TE
187234 | X | X | BDURFE25 | 26.4 | TE
180448 | X | X | BDURFE315 | 315 | TE | D1+JEAN | 45.4883 | -73.8037 | 2 |  | Out of Area
187383 | X | X | BE12I1 | 12.9 | TE
187384 | X | X | BE12I2 | 12.9 | TE
187385 | X | X | BE12I3 | 12.9 | TE
187382 | X | X | BE12I4 | 12.9 | TE
187381 | X | X | BE12I5 | 12.9 | TE
187380 | X | X | BE12I6 | 12.9 | TE
187056 | X | X | BEAUM1 | 12.9 | TE
187048 | X | X | BEAUM2 | 12.9 | TE
187049 | X | X | BEAUM3 | 12.9 | TE
187064 | X | X | BEAUM4 | 12.9 | TE
513092 |  |  | BEGGS 2 | 69 | SPP | 2BRIISTOW | 35.8154 | -96.3817 | 1
187371 | X | X | BELANG25-3 | 26.4 | TE
129952 |  |  | BELMONT | 34.5 | NYISO | ELMONT | 40.7066 | -73.711 | 1
232927 | 38.8347 | -75.3465 | BENNETT_230 | 230 | PJM | COOLSPRS | 38.7339 | -75.2645 | 1
227034 | 38.6526 | -76.9751 | BENSVILLE | 69 | PJM | FARMSM55 | 38.7734 | -76.959 | 2
659576 | 47.3707 | -101.8427 | BEPCPRXCC1 3 | 345 | SPP | X | X | X | 0 | Yes
659580 | 47.7478 | -102.9973 | BEPCPRXCC2 7 | 115 | SPP | BROOKBNK-MW7 | 48.3031 | -102.233 | 2
659584 | 47.7478 | -102.9973 | BEPCPRXCC3 7 | 115 | SPP | X | X | X | 0 | Yes
659577 |  |  | BEPCPXCTG1X1 | 18 | SPP
659581 |  |  | BEPCPXCTG1X2 | 18 | SPP
659585 |  |  | BEPCPXCTG1X3 | 18 | SPP
659578 |  |  | BEPCPXCTG2X1 | 18 | SPP
659582 |  |  | BEPCPXCTG2X2 | 18 | SPP
659586 |  |  | BEPCPXCTG2X3 | 18 | SPP
659579 |  |  | BEPCPXSTG1X1 | 18 | SPP
659583 |  |  | BEPCPXSTG1X2 | 18 | SPP
659587 |  |  | BEPCPXSTG1X3 | 18 | SPP
189122 | X | X | BER<X> | 735 | TE | X | X | X | 0 | Yes | Out of Area
189222 | X | X | BER<Y> | 735 | TE | X | X | X | 0 | Yes | Out of Area
189322 | X | X | BER<Z> | 735 | TE | X | X | X | 0 | Yes | Out of Area
629858 |  |  | BERKLEYRCTP8 | 69 | MISO | MADRID 8 | 41.8823 | -93.8216 | 2
629859 |  |  | BERKLEYREC 8 | 69 | MISO
184870 | X | X | BERRI_1 | 315 | TE | VIG315 | 45.488 | -73.5446 | 2 |  | Out of Area
184871 | X | X | BERRI_2 | 315 | TE | VIG315 | 45.488 | -73.5446 | 1 |  | Out of Area
227035 | 38.3486 | -76.456 | BERTHA | 69 | PJM | HEWTSME | 38.4424 | -76.8183 | 2
401984 |  |  | BESS34C | 34.5 | FRCC
126004 |  |  | BETHB1 | 13.8 | NYISO
126005 |  |  | BETHB2 | 13.8 | NYISO
629837 |  |  | BGLYRECTP 8 | 69 | MISO
187409 | X | X | BI12I1 | 12.9 | TE
629609 |  |  | BIG GRV REC8 | 69 | MISO | VINTON 8 | 42.1668 | -92.0384 | 1
655851 |  |  | BIGGULCH-MK7 | 115 | SPP | L11_____-MK7 | 47.5502 | -102.8662 | 1
100747 |  |  | BING COL | 34.5 | ISO-NE
100740 |  |  | BING G1 GSU | 34.5 | ISO-NE
100741 |  |  | BING G2 GSU | 34.5 | ISO-NE
100742 |  |  | BING G3 GSU | 34.5 | ISO-NE
100743 |  |  | BING G4 GSU | 34.5 | ISO-NE
100744 |  |  | BING G5 GSU | 34.5 | ISO-NE
100748 |  |  | BING SVC | 12.5 | ISO-NE
100735 |  |  | BINGHAM G1 | 0.7 | ISO-NE
100736 |  |  | BINGHAM G2 | 0.7 | ISO-NE
100737 |  |  | BINGHAM G3 | 0.7 | ISO-NE
100738 |  |  | BINGHAM G4 | 0.7 | ISO-NE
100739 |  |  | BINGHAM G5 | 0.7 | ISO-NE
100749 |  |  | BINGHAM S1 | 12.5 | ISO-NE
100745 | 45.1033 | -69.7619 | BINGHAM WIND | 99 | ISO-NE
629596 |  |  | BL PLN REC8 | 69 | MISO
629556 |  |  | BL.PL.NORTH8 | 69 | MISO | BELLE PLN 8 | 41.9857 | -92.2607 | 1
187689 | X | X | BLAINV-25C | 26.4 | TE
187690 | X | X | BLAINV-25D | 26.4 | TE
100790 |  |  | BLAIR ROAD | 12.5 | ISO-NE
629606 |  |  | BLAIRSTOWN8 | 69 | MISO
629607 |  |  | BLAIRSTWN T8 | 69 | MISO | BELLE PLN 8 | 41.9857 | -92.2607 | 2
528206 |  |  | BLCKRVR_DST3 | 115 | SPP | SENDERO +3 | 32.2148 | -104.1383 | 1
210467 | 40.2835 | -75.3214 | BLGL 1 | 12.5 | PL | X | X | X | 0 | Yes
121539 |  |  | BLKHILL_G | 0.6 | ISO-NE
121538 |  |  | BLKHILL_T | 34.5 | ISO-NE
121537 |  |  | BLKHILL-COL | 34.5 | ISO-NE
119518 | 41.7969 | -71.8566 | BLKHILL-HV | 115 | ISO-NE | X | X | X | 0 | Yes
636774 |  |  | BLUEGRS TAP8 | 69 | MISO | SUB 56 TAP 8 | 41.5223 | -90.6882 | 1
543162 |  |  | BLUSPRG_TER1 | 4 | SPP
658142 |  |  | BMU 3M 7 | 115 | SPP
658156 |  |  | BMU 3MT7 | 115 | SPP
658154 |  |  | BMU34AT7 | 115 | SPP | BROOKNG7 | 44.3625 | -96.7871 | 1
658144 |  |  | BMU34AV7 | 115 | SPP | BROOKNG7 | 44.3625 | -96.7871 | 2
658140 |  |  | BMUCNTR7 | 115 | SPP
658158 |  |  | BMUCNTT7 | 115 | SPP
658148 |  |  | BMUOLD77 | 115 | SPP | BROOKNG7 | 44.3625 | -96.7871 | 1
658152 |  |  | BMUOLDT7 | 115 | SPP | BROOKNG7 | 44.3625 | -96.7871 | 2
658146 |  |  | BMUPRAR7 | 115 | SPP
658150 |  |  | BMUWSTN7 | 115 | SPP
401788 | 27.3424 | -82.3853 | BOBWDIST | 230 | FRCC | X | X | X | 0 | Yes
227036 | 38.6876 | -76.9948 | BOLTON | 69 | PJM | FARMSM55 | 38.7734 | -76.959 | 1
212660 | 41.0196 | -76.452 | BOMI DC | 69 | PL | BOMI | 41.0196 | -76.452 | 1
630935 |  |  | BOONESOUTH8 | 69 | MISO | QUARTZAVE8 | 42.0663 | -93.8451 | 1
175024 | X | X | BOUNDARYCE1 | 115 | CORNWALL | X | X | X | 0 | Yes | Out of Area
187163 | X | X | BOURS1 | 12.9 | TE
187185 | X | X | BOURS2 | 12.9 | TE
187186 | X | X | BOURS3 | 12.9 | TE
187187 | X | X | BOURS4 | 12.9 | TE
629667 |  |  | BOWEN8 | 69 | MISO
630990 |  |  | BOXHOLME8 | 69 | MISO | DOUD J1 8 | 42.0542 | -93.7385 | 2
187047 | X | X | BR12I2 | 12.9 | TE
187400 | X | X | BR25I1 A | 26.4 | TE
660436 |  |  | BRADLEY | 34.5 | SPP
508596 |  |  | BRANDYBR | 138 | SPP | KNOXLEE4 | 32.3775 | -94.6415 | 1
401765 | 25.52 | -80.51 | BRASS | 138 | FRCC | X | X | X | 0 | Yes
210472 | 40.5547 | -75.6193 | BREI TP1E | 69 | PL | BREI TP1 | 40.5547 | -75.6193 | 1
210473 | 40.5547 | -75.6193 | BREI TP1W | 69 | PL | BREI | 40.5448 | -75.6453 | 1
210474 | 40.5548 | -75.6194 | BREI TP2E | 69 | PL | BREI TP2 | 40.5548 | -75.6194 | 1
210475 | 40.5548 | -75.6194 | BREI TP2W | 69 | PL | BREI | 40.5448 | -75.6453 | 1
274394 |  |  | BRIGHTSTK; | 34.5 | PJM
513044 |  |  | BRIGSKM 5 | 161 | SPP | 5BRIGGS | 35.9215 | -94.8902 | 1
660435 |  |  | BRISTOL | 34.5 | SPP
660433 |  |  | BRISTOL JCT | 69 | SPP
660434 |  |  | BRISTOL JCT | 34.5 | SPP
513112 |  |  | BRISTOSWKM 2 | 69 | SPP | 2BRIISTOW | 35.8154 | -96.3817 | 1
513115 |  |  | BRISTWKM 2 | 69 | SPP | 2BRISTOWTP | 35.8154 | -96.3817 | 1
629593 |  |  | BRKLYN REC | 69 | MISO
309814 |  |  | BROADRVRPV | 100 | SERC | GAFFNEY | 35.0731 | -81.6218 | 1
629591 |  |  | BROOKLYN 8 | 69 | MISO
629592 |  |  | BROOKLYN T8 | 69 | MISO
660065 |  |  | BRUL CY WIND | 0.7 | SPP
660066 |  |  | BRUL CY WND9 | 34.5 | SPP
660067 |  |  | BRULE CY T | 69 | SPP
227037 | 38.5744 | -76.8349 | BRYANTOWN | 69 | PJM | CHALSM69 | 38.5604 | -76.6886 | 2
114923 |  |  | BSW_99-1 | 99 | ISO-NE
114924 |  |  | BSW_99-2 | 99 | ISO-NE
114913 |  |  | BSW_COL1 | 66 | ISO-NE
114914 |  |  | BSW_COL2 | 66 | ISO-NE
114915 |  |  | BSW_COL3 | 66 | ISO-NE
114916 |  |  | BSW_COL4 | 66 | ISO-NE
114929 |  |  | BSW_FIL1 | 275 | ISO-NE
114931 |  |  | BSW_FIL2 | 275 | ISO-NE
114909 |  |  | BSW_G1 | 0.7 | ISO-NE
114910 |  |  | BSW_G2 | 0.7 | ISO-NE
114911 |  |  | BSW_G3 | 0.7 | ISO-NE
114912 |  |  | BSW_G4 | 0.7 | ISO-NE
114917 |  |  | BSW_OF1 | 275 | ISO-NE
114918 |  |  | BSW_OF2 | 275 | ISO-NE
114919 |  |  | BSW_ON1 | 275 | ISO-NE
114920 |  |  | BSW_ON2 | 275 | ISO-NE
114930 |  |  | BSW_REAC1 | 275 | ISO-NE
114932 |  |  | BSW_REAC2 | 275 | ISO-NE
114921 |  |  | BSW_STTCOM1 | 24 | ISO-NE
114922 |  |  | BSW_STTCOM2 | 24 | ISO-NE
114925 |  |  | BSW_T1 | 66 | ISO-NE
114926 |  |  | BSW_T2 | 66 | ISO-NE
114927 |  |  | BSW_T3 | 66 | ISO-NE
114928 |  |  | BSW_T4 | 66 | ISO-NE
308649 | 35.7136 | -80.3748 | BUCKGEN_G14 | 100 | SERC | X | X | X | 0 | Yes
308648 | 35.7136 | -80.3748 | BUCKGEN_S13 | 100 | SERC | X | X | X | 0 | Yes
523064 |  |  | BUFF_DUNES12 | 34.5 | SPP | BUFF_DUNES11 | 37.9205 | -100.9703 | 1
523062 |  |  | BUFF_DUNES13 | 0.7 | SPP
523063 |  |  | BUFF_DUNES22 | 34.5 | SPP | BUFF_DUNES21 | 37.9205 | -100.9703 | 1
523061 |  |  | BUFF_DUNES23 | 0.7 | SPP
106038 |  |  | BUFFAM RD | 34.5 | ISO-NE | COMERFORD | 44.3208 | -72.0032 | 1
659419 |  |  | BURKE2._-PPW | 0.7 | SPP
190050 | X | X | BURPEEBK | 69 | NB | MARYSV | 45.9672 | -66.5965 | 1 |  | Out of Area
181129 | X | X | CA120B | 120 | TE | X | X | X | 0 | Yes | Out of Area
209792 |  |  | CABA TP2 | 69 | PL | CARL TP3 | 40.2262 | -77.1265 | 1
525763 |  |  | CALLAHAN 3 | 115 | SPP | COX 3 | 34.184 | -101.5741 | 1
627006 |  |  | CALMARPRAF 8 | 69 | MISO | CALMAR 8 | 43.1813 | -91.8595 | 1
401583 |  |  | CANAL_TR | 13.2 | FRCC
129484 | 40.8898 | -72.4915 | CANAL2 | 138 | NYISO | RVRHD | 40.9117 | -72.688 | 1
228182 |  |  | CAPE MAY_T1 | 12.9 | PJM
673455 | X | X | CAPSTONE25 | 25 | SPC | SPROTT 9 | 50.9064 | -106.8974 | 1
189091 | X | X | CARONA1 | 13.2 | TE
189092 | X | X | CARONA2 | 13.2 | TE
401209 |  |  | CARTER_115 | 115 | FRCC | LAWTEY | 30.07 | -82.06 | 1
401208 |  |  | CARTER_230 | 230 | FRCC | BRADFORD 2 | 29.9249 | -82.0842 | 1
401474 |  |  | CARTER_TR | 13.2 | FRCC
659428 |  |  | CC.LS-LO-BE3 | 345 | SPP | LO.LS-FT-BE3 | 46.2313 | -100.688 | 1
182471 | X | X | CDM69 | 69 | TE | DCASCA | 46.4016 | -72.547 | 1 |  | Out of Area
227038 | 38.6635 | -76.8025 | CEDARVILLE | 69 | PJM | CHALSM69 | 38.5604 | -76.6886 | 2
187290 | X | X | CENT-1 | 12.9 | TE
187291 | X | X | CENT-2 | 12.9 | TE
187275 | X | X | CENT-3 | 12.9 | TE
187277 | X | X | CENTRAL2 | 12.9 | TE
181120 | X | X | CH_ALLARD | 120 | TE | [5 empty] | Out of Area
629669 |  |  | CHADWICK8 | 69 | MISO
188302 | X | X | CHALA2 | 13.8 | TE | X | X | X | 0 | Yes
659130 |  |  | CHAPELLE-BE3 | 345 | SPP | FTTHOM1-LNX3 | 45.1801 | -100.0606 | 1
106085 |  |  | CHARIOT_G | 0.6 | ISO-NE
106082 |  |  | CHARIOT_HV | 115 | ISO-NE | VERNONROAD_T | 42.7948 | -72.457 | 2
106083 |  |  | CHARIOT_MV1 | 34.5 | ISO-NE
106084 |  |  | CHARIOT_MV2 | 34.5 | ISO-NE
106080 |  |  | CHARIOT_POI | 115 | ISO-NE | VERNONROAD_T | 42.7948 | -72.457 | 1
111001 | 42.3599 | -71.0552 | CHAT_516_CS | 115 | ISO-NE | X | X | X | 0 | Yes
111002 | 42.3599 | -71.0552 | CHAT_517_CS | 115 | ISO-NE | X | X | X | 0 | Yes
660238 |  |  | CHB CITY | 69 | SPP
660237 |  |  | CHB MO.VIEW | 69 | SPP
660236 |  |  | CHB MO.VIEWT | 69 | SPP
183028 | X | X | CHE25 A | 26.4 | TE
629589 |  |  | CHELSEA 8 | 69 | MISO
138020 |  |  | CHERRY | 23 | NYISO
183359 | X | X | CHF 230 | 230 | TE | [5 empty] | Out of Area
184359 | X | X | CHF 230 A | 230 | TE | [5 empty] | Out of Area
185359 | X | X | CHF 230 B | 230 | TE | [5 empty] | Out of Area
186359 | X | X | CHF 230 C | 230 | TE | [5 empty] | Out of Area
187359 | X | X | CHF 230 D | 230 | TE | [5 empty] | Out of Area
188359 | X | X | CHF 230 E | 230 | TE | [5 empty] | Out of Area
188461 | X | X | CHF A1 | 15 | TE
188470 | X | X | CHF A10 | 15 | TE
188471 | X | X | CHF A11 | 15 | TE
188462 | X | X | CHF A2 | 15 | TE
188463 | X | X | CHF A3 | 15 | TE
188464 | X | X | CHF A4 | 15 | TE
188465 | X | X | CHF A5 | 15 | TE
188466 | X | X | CHF A6 | 15 | TE
188467 | X | X | CHF A7 | 15 | TE
188468 | X | X | CHF A8 | 15 | TE
188469 | X | X | CHF A9 | 15 | TE
113450 |  |  | CHINOOK | 34.5 | ISO-NE
113449 |  |  | CHINOOK_PARK | 34.5 | ISO-NE
113448 |  |  | CHINOOK_POI | 115 | ISO-NE | ES_I135_NGR | 42.7364 | -72.0847 | 1
113451 |  |  | CHINOOK_PV | 0.6 | ISO-NE
226901 | 38.919 | -77.0396 | CHMPLN | 230 | PJM | WATER230 | 38.8862 | -77.0075 | 2
226903 | 38.919 | -77.0396 | CHMPLN 69 | 69 | PJM
629833 |  |  | CHRDNRC TP 8 | 69 | MISO
402534 |  |  | CHRISTMAS | 69 | DEF | BITHLO 1 | 28.5679 | -81.151 | 1
228362 |  |  | CHURCHTN_T5 | 12.9 | PJM
629831 |  |  | CHURDANREC 8 | 69 | MISO
531506 |  |  | CIMWD2-T 1 | 13.8 | SPP
156233 | X | X | CITYVIEWLOAD | 50 | IESO
109305 |  |  | CLARE_PV_COL | 34.5 | ISO-NE
109306 |  |  | CLARE_PV_GSU | 34.5 | ISO-NE
108267 |  |  | CLARE_PV_POI | 46 | ISO-NE | WINDSOR | 43.4835 | -72.3847 | 1
109304 |  |  | CLARE_PV_T1 | 46 | ISO-NE | WINDSOR | 43.4835 | -72.3847 | 2
109154 |  |  | CLAREMONT_PV | 0.6 | ISO-NE
629668 |  |  | CLAY8 | 69 | MISO
520548 |  |  | CLCRKTP2 | 69 | SPP | BRAY 2 | 34.6248 | -97.875 | 1
520549 |  |  | CLRCREK2 | 69 | SPP | BRAY 2 | 34.6248 | -97.875 | 2
629647 |  |  | CLUTIER 8 | 69 | MISO | TRAER 8 | 42.1662 | -92.5131 | 1
227039 | 38.4315 | -76.4458 | CLVRT CLIFF1 | 69 | PJM | SOLLERS 69 | 38.6167 | -76.7192 | 2
227040 | 38.4315 | -76.4458 | CLVRT CLIFF2 | 69 | PJM | SOLLERS 69 | 38.6167 | -76.7192 | 1
192267 | X | X | CLYDERIVER | 138 | NB | BORDEN | 46.2488 | -63.6901 | 2 |  | Out of Area
192467 | X | X | CLYDERV25 | 25 | NB
192266 | X | X | CLYDERVTAP | 138 | NB | BORDEN | 46.2488 | -63.6901 | 1 |  | Out of Area
515949 |  |  | CNTCBG11 | 12.5 | SPP
515950 |  |  | CNTCBG21 | 12.5 | SPP
401699 |  |  | COAST2_TR | 13.2 | FRCC
210347 | 40.2753 | -76.6732 | COCO 2 | 69 | PL | DUKE 2 | 40.284 | -76.752 | 1
210348 | 40.2645 | -76.7186 | COCO 2 | 13.2 | PL | X | X | X | 0 | Yes
659802 |  |  | COLDWATR-TS7 | 115 | SPP | W.HORSE_-TS7 | 41.5107 | -102.3097 | 1
630969 |  |  | COLLINSRCTP8 | 69 | MISO | MAXWELL8 | 41.9072 | -93.4022 | 1
630958 |  |  | COLLINSREC8 | 69 | MISO | MAXWELL8 | 41.9072 | -93.4022 | 2
400971 |  |  | COMMERCE | 230 | FRCC | DAVIS 2 | 25.64 | -80.3964 | 1
629572 |  |  | CONROY REC8 | 69 | MISO | HOMESTEA | 41.702 | -91.9113 | 2
629570 |  |  | CONROY SW 8 | 69 | MISO | HOMESTEA | 41.702 | -91.9113 | 1
121558 |  |  | CONSTITUTION | 23 | ISO-NE | FRY BROOK07 | 41.6709 | -71.9212 | 1
121559 |  |  | CONSTITUTION | 0.6 | ISO-NE
515948 |  |  | CONTCBN1 | 12.5 | SPP
195203 | X | X | CONV_BB_P1 | 120 | NF | [5 empty] | Out of Area
195204 | X | X | CONV_BB_P2 | 120 | NF | [5 empty] | Out of Area
100566 | 44. 93120 | -70.1546 | CONV_ME | 382 | ISO-NE
309696 |  |  | COOLSPRNGPV | 100 | SERC | FOR CK W | 35.7791 | -80.8278 | 1
219917 |  |  | COOPERSOLAR | 13.2 | PJM | LOCUST_L1 | 39.9275 | -75.0598 | 1
156344 | X | X | COPELND_T2CA | 118 | IESO | X | X | X | 0 | Yes | Out of Area
156343 | X | X | COPELND_T4CA | 118 | IESO | X | X | X | 0 | Yes | Out of Area
543151 |  |  | CORDER_TER1 | 7.2 | SPP
543150 |  |  | CORDER1 | 12.5 | SPP
660227 |  |  | CORSICA | 34.5 | SPP
401607 |  |  | CORTEZ2_TR | 13.2 | FRCC
175016 | X | X | COURTNLDS1 | 115 | CORNWALL | DADOLPHUS2 | 45.2964 | -74.1807 | 1 |  | Out of Area
401750 |  |  | COYOTE | 230 | FRCC | MANATEE | 27.6039 | -82.3456 | 1
271432 |  |  | CREGO RD ; B | 138 | PJM | GLIDDEN ; B | 41.9362 | -88.7283 | 1
271433 |  |  | CREGO RD ; R | 138 | PJM | GLIDDEN ; B | 41.9362 | -88.7283 | 1
660347 |  |  | CRESBARD | 34.5 | SPP
660346 |  |  | CRESBARD T | 34.5 | SPP | REDFIELD 9 | 44.8967 | -98.5017 | 2
655878 |  |  | CRESTWD_-MK7 | 115 | SPP | ROOSEVLT-MK7 | 47.7668 | -103.3017 | 1
667103 |  |  | CRMREBRDG | 230 | MH
403241 |  |  | CRSO SL_TER | 13.8 | DEF
513100 |  |  | CUSHING 2 | 69 | SPP | 2YALE | 36.09 | -96.62 | 1
513590 |  |  | CUSTDAY1 5 | 161 | SPP | HERRON 5 | 36.2604 | -95.8082 | 1
184072 | X | X | D1-BDU | 315 | TE | D1+JEAN | 45.4883 | -73.8037 | 1 |  | Out of Area
187061 | X | X | D1-PAT | 315 | TE | CHE315 | 45.5875 | -74.0603 | 1 |  | Out of Area
184073 | X | X | D2-BDU | 315 | TE | D2+JEAN | 45.4883 | -73.8037 | 1 |  | Out of Area
187062 | X | X | D2-PAT | 315 | TE | CHE315 | 45.5875 | -74.0603 | 1 |  | Out of Area
188263 | X | X | DACHIG-2 | 120 | TE | [5 empty] | Out of Area
175012 | X | X | DADOLPHUS1 | 115 | CORNWALL | DCOURTNLDS1 | 45.296 | -74.1558 | 1 |  | Out of Area
629664 |  |  | DANISCO8 | 69 | MISO
126154 |  |  | DANSK CTG | 15.5 | NYISO
126153 |  |  | DANSK STG | 15.5 | NYISO
660130 |  |  | DANTE | 34.5 | SPP
660129 |  |  | DANTE T | 34.5 | SPP
270156 |  |  | DARBY CT1 | 13.8 | PJM
270157 |  |  | DARBY CT2 | 13.8 | PJM
270158 |  |  | DARBY CT3 | 13.8 | PJM
270159 |  |  | DARBY CT4 | 13.8 | PJM
270160 |  |  | DARBY CT5 | 13.8 | PJM
270161 |  |  | DARBY CT6 | 13.8 | PJM
184068 | X | X | D-ARG1 | 120 | TE | CA120A | 45.5667 | -74.3833 | 1 |  | Out of Area
184074 | X | X | D-ARG1 A | 315 | TE | CHE315 | 45.5875 | -74.0603 | 1 |  | Out of Area
184070 | X | X | D-ARG2 | 120 | TE | CA120A | 45.5667 | -74.3833 | 2 |  | Out of Area
184077 | X | X | D-ARG2 A | 315 | TE | CHE315 | 45.5875 | -74.0603 | 1 |  | Out of Area
156018 | X | X | DARLING_LT31 | 500 | IESO | X | X | X | 0 | Yes | Out of Area
156017 | X | X | DARLING_LT32 | 500 | IESO | X | X | X | 0 | Yes | Out of Area
156016 | X | X | DARLING_LT33 | 500 | IESO | X | X | X | 0 | Yes | Out of Area
156015 | X | X | DARLING_LT34 | 500 | IESO | X | X | X | 0 | Yes | Out of Area
103212 |  |  | DAWN_COLL | 34.5 | ISO-NE
103211 |  |  | DAWN_DVAR | 0.5 | ISO-NE
103213 |  |  | DAWN_GEN | 0.6 | ISO-NE
103210 | 44.6728 | 67.7788 | DAWN_MID | 99 | ISO-NE
103207 | 44.6728 | 67.7788 | DAWN_XFH | 115 | ISO-NE | DEBLOIS | 44.7004 | -67.957 | 1
103208 |  |  | DAWN_XFL | 34.5 | ISO-NE
103209 |  |  | DAWN_XFT | 13.8 | ISO-NE
629845 |  |  | DAWSON 8 | 69 | MISO | PNRMA RCTP 8 | 41.5433 | -94.5451 | 2
629846 |  |  | DAWSON REC 8 | 69 | MISO
655518 |  |  | DAYTON__-ER7 | 115 | SPP | HRRISBRG-ER7 | 43.4627 | -96.7892 | 1
268556 |  |  | DBNEC GTG1 | 13.8 | MISO
268557 |  |  | DBNEC GTG2 | 13.8 | MISO
628000 |  |  | DBQ 17TH J2 | 69 | MISO | GARDLAN8 | 42.5434 | -90.6912 | 1
630475 |  |  | DBQ 8TH J2 8 | 69 | MISO | GL CAP28 | 42.5434 | -90.6912 | 1
184801 | X | X | DCULT1-25E | 26.4 | TE | REMI25 | 45.2499 | -73.6199 | 1
184802 | X | X | DCULT2-25E | 26.4 | TE | REMI25 | 45.2499 | -73.6199 | 2
184803 | X | X | DCULT3-25E | 26.4 | TE
178801 | X | X | DCULT-E1 | 0.6 | TE
402436 | 28.9048 | -81.3344 | DEBARY CT30 | 230 | DEF | X | X | X | 0 | Yes
402364 |  |  | DEBARY CT301 | 18 | DEF
660222 |  |  | DELMONT | 34.5 | SPP | ARMOUR 9 | 43.2625 | -98.3218 | 2
660219 |  |  | DELMONT T | 34.5 | SPP
263862 |  |  | DELTAG1 | 13.8 | MISO
263864 |  |  | DELTAG2 | 13.8 | MISO
263872 |  |  | DELTAG3 | 13.8 | MISO
263874 |  |  | DELTAG4 | 13.8 | MISO
403000 |  |  | DEMPSEY TP | 69 | DEF | BELL TAP | 29.82 | -82.95 | 1
180464 | X | X | DER IRL | 315 | TE | X | X | X | 0 | Yes | Out of Area
188078 | X | X | DER_BLVL1 | 120 | TE | DGROU1 | 45.6934 | -73.7849 | 1 |  | Out of Area
188079 | X | X | DER_BLVL2 | 120 | TE | PLAINE | 45.73 | -73.83 | 1 |  | Out of Area
183382 | X | X | DEV1651 | 161 | TE | ARN161 | 50.2896 | -66.2235 | 1 |  | Out of Area
629972 |  |  | DEVIL CRK J2 | 69 | MISO | CARBIDE J1 8 | 40.4282 | -91.4248 | 1
185432 | X | X | DEVORF | 120 | TE | SHR120 | 45.4125 | -72.0013 | 1 |  | Out of Area
404090 | 29.757 | -82.388 | DH_U1 | 13.8 | FRCC | X | X | X | 0 | Yes
660217 |  |  | DIMOCK | 34.5 | SPP
659196 |  |  | DK.KW1A_-BE9 | 13.8 | MISO
180384 | X | X | DLAU_1 | 315 | TE | SAR315 | 45.5056 | -73.7478 | 1 |  | Out of Area
180385 | X | X | DLAU_2 | 315 | TE | SAR315 | 45.5056 | -73.7478 | 1 |  | Out of Area
187029 | X | X | DLORI1 | 12.9 | TE
187237 | X | X | DLORI2 | 12.9 | TE
187238 | X | X | DLORI3 | 12.9 | TE
516002 |  |  | DMNDSC11 | 34.5 | SPP
516003 |  |  | DMNDSC21 | 34.5 | SPP
516000 |  |  | DMNDSG11 | 0.7 | SPP
516001 |  |  | DMNDSG21 | 0.7 | SPP
516004 |  |  | DMNDSL11 | 34.5 | SPP
516005 |  |  | DMNDSL21 | 34.5 | SPP
516006 |  |  | DMNDSPG7 | 345 | SPP | JOHNCO 7 | 34.3128 | -96.7802 | 1
516008 |  |  | DMNDST11 | 12.4 | SPP
516007 |  |  | DMNDST21 | 12.4 | SPP
190444 | X | X | DOAK1247 | 138 | NB | MARYSV | 45.9672 | -66.5965 | 1 |  | Out of Area
660351 | 44.894 | -98.1493 | DOLAND | 69 | SPP | REDFIELD 8 | 44.8462 | -99.5842 | 2
187189 | X | X | DORCH2 | 12.9 | TE
187196 | X | X | DORCH3 | 12.9 | TE
184885 | X | X | DORCH315_1 | 315 | TE | X | X | X | 0 | Yes | Out of Area
184886 | X | X | DORCH315_2 | 315 | TE | X | X | X | 0 | Yes | Out of Area
187197 | X | X | DORCH4 | 12.9 | TE
187223 | X | X | DORCH5 | 12.9 | TE
187224 | X | X | DORCH6 | 12.9 | TE
187066 | X | X | DORCHE | 12.9 | TE
227041 | 38.3879 | -76.1991 | DORCHESTER | 69 | PJM | HAWK 69 | 38.5474 | -76.9071 | 2
128662 | 41.7043 | -73.677 | DOVER | 345 | NYISO | X | X | X | 0 | Yes
128668 | 41.6749 | -73.5765 | DOVER PAR | 345 | NYISO | NE_398_NY | 41.6689 | -73.5193 | 1
655875 |  |  | DPLWC___-MK7 | 115 | SPP | CHRRYCRK-MK7 | 47.7634 | -103.3727 | 2
655876 |  |  | DPLWCTAP-MK7 | 115 | SPP | CHRRYCRK-MK7 | 47.7634 | -103.3727 | 1
401713 |  |  | DREAM | 230 | FRCC | HNTINGTN | 26 | -80.42 | 1
180396 | X | X | DROCK_1 | 315 | TE | AQD315 | 45.4282 | -73.6171 | 1 |  | Out of Area
188541 | X | X | DSTLIN | 120 | TE | D1118 | 45.6924 | -74.276 | 2 |  | Out of Area
188543 | X | X | DSTLIN A | 120 | TE | D1118 | 45.6924 | -74.276 | 2 |  | Out of Area
188544 | X | X | DSTLIN B | 120 | TE | [5 empty] | Out of Area
402897 |  |  | DUETT SL_COL | 34.5 | DEF
402898 |  |  | DUETT SL_HS | 69 | DEF | DRY PRAIRIE1 | 27.6361 | -81.8723 | 1
402896 |  |  | DUETT SL_INV | 34.5 | DEF
402895 |  |  | DUETT SL_PV | 0.7 | DEF
227042 | 38.5567 | -76.6943 | DUKES INN 2 | 69 | PJM | CHALSM69 | 38.5604 | -76.6886 | 1
182791 | X | X | DUNCAN | 69 | TE | [5 empty] | Out of Area
511454 |  |  | DUNREL 2 | 69 | SPP | DUNTOS TP2 | 34.5437 | -98.3224 | 1
511539 |  |  | DUNTOS 2 | 69 | SPP | DUNTOS TP2 | 34.5437 | -98.3224 | 2
409287 |  |  | DURRANCE_PV | 0.8 | FRCC
409284 |  |  | DURRANCE_PV1 | 34.5 | FRCC
409285 |  |  | DURRANCE_PV2 | 34.5 | FRCC
409282 |  |  | DURRANCE_TP | 230 | FRCC | ASPEN | 27.7938 | -82.192 | 1
409286 |  |  | DURRANCE_TR | 13.8 | FRCC
629627 |  |  | DYSART MUNI8 | 69 | MISO
629614 |  |  | DYSRT RURAL8 | 69 | MISO | TRAER 8 | 42.1662 | -92.5131 | 2
309848 |  |  | E DURHAM RED | 100 | SERC | WAKEMC2 | 35.9887 | -79.1214 | 1
630973 |  |  | E NEVADA ST8 | 69 | MISO | FLETCHR J1 8 | 42.2187 | -93.0012 | 1
655965 |  |  | E.NESSON-MW7 | 115 | SPP | MOE -MW7 | 48.3231 | -102.5322 | 1
534050 |  |  | E1 CLCT1 | 34.5 | SPP
534049 |  |  | E1 TERT1 | 13.2 | SPP
534048 |  |  | E1 TX1 | 34.5 | SPP
534051 |  |  | E1 WF1 | 0.7 | SPP
534054 |  |  | E2 CLCT1 | 34.5 | SPP
534053 |  |  | E2 TERT1 | 13.2 | SPP
534055 |  |  | E2 WF1 | 0.7 | SPP
534052 |  |  | E2 WFTX1 | 34.5 | SPP
640465 |  |  | EAGLECREEK 7 | 115 | SPP | EMMET 7 | 42.5433 | -98.7757 | 1
533990 |  |  | EAST SUB 2 | 69 | SPP | WINFLD 2 | 37.15 | -97.04 | 1
103187 |  |  | EAST_COR | 46 | ISO-NE | GRAHAM T7 | 44.8611 | -68.695 | 2
531607 |  |  | EAST_FORKSG2 | 0.7 | SPP
531610 |  |  | EAST_FORKS-T | 13.8 | SPP
531606 | 39.314 | -100.9157 | EAST_FORKST2 | 34.5 | SPP | X | X | X | 0 | Yes
655957 |  |  | EASTFORK-MW7 | 115 | SPP | N.MISRDG-MW7 | 48.1779 | -103.7032 | 1
531608 |  |  | EASTFORKS2 | 34.5 | SPP | EAST_FORK1 | 39.314 | -100.9157 | 2
629666 |  |  | EATON8 | 69 | MISO
217121 |  |  | ECCF | 26.4 | PJM | ESSEX_26 | 40.7384 | -74.1219 | 1
219812 | 39.8104 | -74.9529 | ECHELON | 230 | PJM | NEWFRDM | 39.741 | -74.9632 | 1
219813 | 39.8104 | -74.9529 | ECHELON_L1 | 13.2 | PJM
219814 | 39.8104 | -74.9529 | ECHELON_L2 | 13.2 | PJM
212115 | 40.9426 | -76.5724 | EDAN DC | 69 | PL | X | X | X | 0 | Yes
208342 | 40.1641 | -76.5808 | EELI TP1 | 69 | PL | X | X | X | 0 | Yes
208343 | 40.1641 | -76.5808 | EELI TP2 | 69 | PL | X | X | X | 0 | Yes
165143 | X | X | EG_AGINCOU_B | 27.6 | IESO
165150 | X | X | EG_ALLISTOBY | 44 | IESO
165091 | X | X | EG_ALMONTE_J | 44 | IESO
165008 | X | X | EG_ARMITAGEY | 44 | IESO
165151 | X | X | EG_ARNPRIOBJ | 44 | IESO
165089 | X | X | EG_BARRIE_BY | 44 | IESO
165060 | X | X | EG_BARWICK_B | 44 | IESO
165055 | X | X | EG_BATHURS_B | 27.6 | IESO
165056 | X | X | EG_BATHURS_J | 27.6 | IESO
165093 | X | X | EG_BEAMSVIBY | 27.6 | IESO
165009 | X | X | EG_BEAVERTJQ | 44 | IESO
165141 | X | X | EG_BELLE_RTS | 27.6 | IESO
165161 | X | X | EG_BELLEVIBY | 44 | IESO
165146 | X | X | EG_BERMOND_J | 27.6 | IESO
165127 | X | X | EG_BLOOMSBJQ | 27.6 | IESO
165057 | X | X | EG_BRAMALE_B | 27.6 | IESO
165123 | X | X | EG_BRANT_TBY | 27.6 | IESO
165124 | X | X | EG_BRANTFO_Y | 27.6 | IESO
165003 | X | X | EG_BROCKVILE | 44 | IESO
165125 | X | X | EG_BRONTE_BY | 27.6 | IESO
165010 | X | X | EG_BROWN_HBY | 44 | IESO
165106 | X | X | EG_BUCHANA_B | 27.6 | IESO
165128 | X | X | EG_BURLINGBY | 27.6 | IESO
165147 | X | X | EG_BUTTONV_Q | 27.6 | IESO
165000 | X | X | EG_C&ND_MTJZ | 27.6 | IESO
165131 | X | X | EG_CALEDON_B | 27.6 | IESO
165094 | X | X | EG_CAMPBELBY | 13.8 | IESO
165134 | X | X | EG_CAMPBELEZ | 13.8 | IESO
165144 | X | X | EG_CAVANAU_J | 27.6 | IESO
165052 | X | X | EG_CENTRALTS | 27.6 | IESO
165004 | X | X | EG_CHESTERLE | 44 | IESO
165071 | X | X | EG_CHURCH_AD | 44 | IESO
165011 | X | X | EG_CLARABEBY | 44 | IESO
165108 | X | X | EG_CLARKE__B | 27.6 | IESO
165098 | X | X | EG_COBDEN_M2 | 44 | IESO
165153 | X | X | EG_COMMERCBY | 27.6 | IESO
165005 | X | X | EG_CROSBY__B | 27.6 | IESO
165064 | X | X | EG_CROSBY__Q | 44 | IESO
165137 | X | X | EG_CROWLANQY | 27.6 | IESO
165014 | X | X | EG_CRYST_FEZ | 44 | IESO
165169 | X | X | EG_CUMBRLDR1 | 8.3 | IESO
165068 | X | X | EG_DOBBIN_BY | 44 | IESO
165113 | X | X | EG_DOUGLASPT | 44 | IESO
165140 | X | X | EG_DRYDEN_BY | 44 | IESO
165171 | X | X | EG_DUART_B | 27.6 | IESO
165142 | X | X | EG_DUNDAS_BY | 27.6 | IESO
165001 | X | X | EG_DUNDAS_JQ | 27.6 | IESO
165138 | X | X | EG_DUNNVILEQ | 27.6 | IESO
165017 | X | X | EG_DYMOND_BY | 44 | IESO
165109 | X | X | EG_EDGEWAR_B | 27.6 | IESO
165088 | X | X | EG_ELLESME_J | 27.6 | IESO
165054 | X | X | EG_ELMIRA_TS | 27.6 | IESO
165061 | X | X | EG_ERINDAL_E | 27.6 | IESO
165062 | X | X | EG_ERINDALBJ | 44 | IESO
165027 | X | X | EG_EVERETTBY | 44 | IESO
165028 | X | X | EG_FAIRBANBQ | 27.6 | IESO
165117 | X | X | EG_FAIRBANYZ | 27.6 | IESO
165063 | X | X | EG_FAIRCHI_B | 27.6 | IESO
165145 | X | X | EG_FERGUS_BY | 44 | IESO
165065 | X | X | EG_FINCH_T_B | 27.6 | IESO
165066 | X | X | EG_FINCH_T_J | 27.6 | IESO
165110 | X | X | EG_FOREST_A1 | 27.6 | IESO
165042 | X | X | EG_FT_WILLAM | 24.9 | IESO
165148 | X | X | EG_GALT_TS_Y | 27.6 | IESO
165067 | X | X | EG_GOREWAY_B | 27.6 | IESO
165070 | X | X | EG_GOREWAY_J | 27.6 | IESO
165118 | X | X | EG_HALTON__J | 27.6 | IESO
165012 | X | X | EG_HAVELOCTS | 44 | IESO
165032 | X | X | EG_HEARST_TS | 24.9 | IESO
165111 | X | X | EG_HIGHBURJY | 27.6 | IESO
165024 | X | X | EG_HOLLANDTS | 44 | IESO
165031 | X | X | EG_HORNER__B | 27.6 | IESO
165053 | X | X | EG_INGERSO_E | 27.6 | IESO
165149 | X | X | EG_JARVIS_BY | 27.6 | IESO
165081 | X | X | EG_JIM_YAR_A | 27.6 | IESO
165038 | X | X | EG_KAPUSKAEZ | 24.9 | IESO
165007 | X | X | EG_KEITH_T_B | 27.6 | IESO
165112 | X | X | EG_KENT_TS_B | 27.6 | IESO
165114 | X | X | EG_KINGSVI_B | 27.6 | IESO
165041 | X | X | EG_KIRKLD_EJ | 44 | IESO
165154 | X | X | EG_KITCH_#51 | 13.8 | IESO
165040 | X | X | EG_KITCHEN#9 | 27.6 | IESO
165069 | X | X | EG_KLEINBUBY | 27.6 | IESO
165160 | X | X | EG_LAKE_TSS1 | 27.6 | IESO
165115 | X | X | EG_LAMBTON_D | 27.6 | IESO
165116 | X | X | EG_LAUZON__E | 27.6 | IESO
165051 | X | X | EG_LAUZON__J | 27.6 | IESO
165152 | X | X | EG_LESLIE_BY | 27.6 | IESO
165095 | X | X | EG_LESLIE_H1 | 13.8 | IESO
165082 | X | X | EG_LINDSAYBY | 44 | IESO
165029 | X | X | EG_LONGUEUTS | 44 | IESO
165119 | X | X | EG_LONGWOO_J | 27.6 | IESO
165120 | X | X | EG_MALDEN__B | 27.6 | IESO
165155 | X | X | EG_MALVERN_J | 27.6 | IESO
165043 | X | X | EG_MANBY_EQZ | 27.6 | IESO
165156 | X | X | EG_MARKHAMBY | 27.6 | IESO
165157 | X | X | EG_MARKHAMJQ | 27.6 | IESO
165049 | X | X | EG_MARTINDBQ | 44 | IESO
165104 | X | X | EG_MEADOWVEZ | 44 | IESO
165033 | X | X | EG_MEAFORDBY | 44 | IESO
165015 | X | X | EG_MIDHURSBY | 44 | IESO
165121 | X | X | EG_MODELAN_J | 27.6 | IESO
165099 | X | X | EG_MORRISBJQ | 44 | IESO
165018 | X | X | EG_MUSKOKABY | 44 | IESO
165020 | X | X | EG_NAPANEE_B | 44 | IESO
165006 | X | X | EG_NEPEAN_JQ | 44 | IESO
165058 | X | X | EG_NIAG_WE_B | 27.6 | IESO
165122 | X | X | EG_NORFOLKTS | 27.6 | IESO
165083 | X | X | EG_OAKVILL2E | 27.6 | IESO
165034 | X | X | EG_ORANGVIBY | 44 | IESO
165035 | X | X | EG_ORANGVIEZ | 27.6 | IESO
165019 | X | X | EG_ORILLIABY | 44 | IESO
165047 | X | X | EG_OTONABEBY | 44 | IESO
165048 | X | X | EG_OTONABEJQ | 27.6 | IESO
165036 | X | X | EG_OWEN_SNJQ | 44 | IESO
165168 | X | X | EG_PALMERSQZ | 44 | IESO
165023 | X | X | EG_PICTON_BY | 44 | IESO
165085 | X | X | EG_PLEASAN_F | 27.6 | IESO
165086 | X | X | EG_PLEASANBY | 27.6 | IESO
165087 | X | X | EG_PLEASANEZ | 27.6 | IESO
165044 | X | X | EG_PORT_HOBY | 44 | IESO
165045 | X | X | EG_PORT_HOJQ | 44 | IESO
165167 | X | X | EG_POWERLIBY | 27.6 | IESO
165170 | X | X | EG_PRESTON_J | 27.6 | IESO
165084 | X | X | EG_RAMORE__B | 27.6 | IESO
165072 | X | X | EG_REXDALEBY | 27.6 | IESO
165102 | X | X | EG_RICH_HL_A | 27.6 | IESO
165074 | X | X | EG_RICHVIE_E | 27.6 | IESO
165073 | X | X | EG_RICHVIEBY | 27.6 | IESO
165059 | X | X | EG_RUNNYMEJQ | 27.6 | IESO
165013 | X | X | EG_RUSSELLBY | 12.5 | IESO
165162 | X | X | EG_SCARBOR_B | 27.6 | IESO
165105 | X | X | EG_SCARBOR_J | 27.6 | IESO
165172 | X | X | EG_SCHEIFEHJ | 13.8 | IESO
165163 | X | X | EG_SHEPPARBY | 27.6 | IESO
165025 | X | X | EG_SIDNEY_BQ | 44 | IESO
165158 | X | X | EG_SMITH_FJY | 44 | IESO
165092 | X | X | EG_SOUTH_MTS | 44 | IESO
165126 | X | X | EG_ST_ANDRQZ | 27.6 | IESO
165030 | X | X | EG_ST_ISIDJQ | 44 | IESO
165026 | X | X | EG_ST_LAWRJQ | 44 | IESO
165096 | X | X | EG_ST_MARY12 | 34.5 | IESO
165022 | X | X | EG_STAYNERBY | 44 | IESO
165159 | X | X | EG_STEWARTQZ | 44 | IESO
165090 | X | X | EG_STRATFOTS | 27.6 | IESO
165139 | X | X | EG_STRATHRBQ | 27.6 | IESO
165101 | X | X | EG_STRIKERB1 | 24.9 | IESO
165097 | X | X | EG_TARENTO12 | 34.5 | IESO
165037 | X | X | EG_TILB_WEB1 | 27.6 | IESO
165130 | X | X | EG_TILBURYTS | 27.6 | IESO
165132 | X | X | EG_TILLSONRG | 27.6 | IESO
165075 | X | X | EG_TOMKEN_BY | 44 | IESO
165076 | X | X | EG_TOMKEN_EZ | 44 | IESO
165077 | X | X | EG_VAUGHAN_A | 27.6 | IESO
165078 | X | X | EG_VAUGHAN_B | 27.6 | IESO
165080 | X | X | EG_VUGHAN_A | 27.6 | IESO
165079 | X | X | EG_VUGHAN_B | 27.6 | IESO
165103 | X | X | EG_WALKER_#2 | 27.6 | IESO
165133 | X | X | EG_WALKER__E | 27.6 | IESO
165135 | X | X | EG_WALLACERG | 27.6 | IESO
165050 | X | X | EG_WANSTEAJQ | 27.6 | IESO
165164 | X | X | EG_WARDEN__J | 27.6 | IESO
165021 | X | X | EG_WAUBAUSJQ | 44 | IESO
165002 | X | X | EG_WENDOVEB1 | 27.6 | IESO
165166 | X | X | EG_WHITBY_BY | 27.6 | IESO
165165 | X | X | EG_WHITBY_EZ | 44 | IESO
165100 | X | X | EG_WILHAVEB1 | 27.6 | IESO
165129 | X | X | EG_WILSON_JQ | 44 | IESO
165039 | X | X | EG_WINGHAMTS | 44 | IESO
165107 | X | X | EG_WINONA_TS | 27.6 | IESO
165136 | X | X | EG_WONDERLBY | 27.6 | IESO
165046 | X | X | EG_WOODSTOBY | 27.6 | IESO
208344 | 40.1641 | -76.5808 | ELIZ TP2 | 69 | PL | ARMA TP2 | 40.1151 | -76.5477 | 1
661910 |  |  | EMMONSLOGAN9 | 13.8 | MISO
661979 |  |  | EMNSLGNCLC 9 | 34.5 | MISO
661980 |  |  | EMNSLGNCLC29 | 34.5 | MISO
525017 |  |  | EMULESH&VLY2 | 69 | SPP | BAILEYCO 2 | 34.2122 | -102.7331 | 1
114501 |  |  | ENCORE BES 1 | 0.5 | ISO-NE
114503 |  |  | ENCORE BES 2 | 0.5 | ISO-NE
114502 |  |  | ENCORE CHP 1 | 0.5 | ISO-NE
114504 |  |  | ENCORE CHP 2 | 0.5 | ISO-NE
114500 |  |  | ENCORE PV | 0.5 | ISO-NE
458646 |  |  | ENGCREEK_PV | 34.5 | FRCC
458645 |  |  | ENGCREEK_TP | 69 | FRCC | CORNET T | 28.02 | -82.06 | 1
458647 |  |  | ENGCREEK_TR | 13.8 | FRCC
272364 | 41.948 | -89.054 | ESS H440-1; | 138 | PJM | ESS H445 ;3B | 41.948 | -89.054 | 1
271004 | 41.948 | -89.054 | ESS J3101; B | 138 | PJM | BURR RIDG;BT | 41.7189 | -87.9223 | 1
190863 | X | X | ESUSSEXW | 0.4 | NB
190862 | X | X | ESW_COL | 34.5 | NB
660216 |  |  | ETHAN | 34.5 | SPP
658180 |  |  | EVANS ST | 115 | SPP | PIERRE 7 | 44.3789 | -100.3626 | 1
190997 | X | X | EVERGREEN 34 | 34 | NB
190996 | X | X | EVERGREEN GN | 0.6 | NB
672510 | X | X | EVRAZ | 138 | SPC | CONDIE 6 | 50.5193 | -104.7578 | 1
629573 |  |  | EWILLIAMSBG8 | 69 | MISO | HOMESTEA | 41.702 | -91.9113 | 2
532790 |  |  | EXPED WF7 | 345 | SPP | EMPEC 7 | 38.4451 | -96.0653 | 2
532803 |  |  | EXPEDITION7 | 345 | SPP | EMPEC 7 | 38.4451 | -96.0653 | 1
629239 | 41.9152 | -91.7729 | FAIRFAX J1 8 | 69 | MISO | X | X | X | 0 | Yes
629497 | 41.9152 | -91.7729 | FAIRFAX REC8 | 69 | MISO
629495 | 41.9152 | -91.7729 | FAIRFAX TAP8 | 69 | MISO | FAIRFAX J2 8 | 41.9152 | -91.7729 | 2
109298 |  |  | FAIRHAVEN HS | 46 | ISO-NE | CARVER FALLS | 43.5994 | -73.2497 | 2
109299 |  |  | FAIRHAVEN LS | 34.5 | ISO-NE
109152 |  |  | FAIRHAVEN PV | 0.6 | ISO-NE
109300 |  |  | FAIRHAVN GSU | 34.5 | ISO-NE
108484 |  |  | FAIRHAVN POI | 46 | ISO-NE | CARVER FALLS | 43.5994 | -73.2497 | 1
629829 | 41.9152 | -91.7729 | FARLIN REC 8 | 69 | MISO
227043 | 38.4361 | -76.9763 | FAULKNER | 69 | PJM | MORG NORTH | 38.3595 | -76.9639 | 2
660348 |  |  | FAULKTON | 34.5 | SPP
520538 |  |  | FAY 4 | 138 | SPP | WATONGA4 | 35.8824 | -98.2413 | 1
187405 | X | X | FE12I1 | 12.9 | TE
187406 | X | X | FE12I2 | 12.9 | TE
187407 | X | X | FE12I3 | 12.9 | TE
187408 | X | X | FE12I4 | 12.9 | TE
693900 | 43.0507 | -89.2819 | FEMRITE1 | 69 | MISO | X | X | X | 0 | Yes
221835 | 39.2198 | -76.4812 | FITZEL | 115 | PJM | NRTHPT81 | 39.2368 | -76.4893 | 1
221836 | 39.2198 | -76.4812 | FITZEL 115 | 115 | PJM | NRTHPT82 | 39.2368 | -76.4893 | 1
221903 | 39.2198 | -76.4812 | FITZEL 13_1 | 13.8 | PJM
221904 | 39.2198 | -76.4812 | FITZEL 13_2 | 13.8 | PJM
221901 | 39.2198 | -76.4812 | FITZEL 34_1 | 34.5 | PJM
221902 | 39.2198 | -76.4812 | FITZEL 34_2 | 34.5 | PJM
656101 |  |  | FLINTHILLS8 | 69 | SPP | SHELLRCK8 | 42.7376 | -92.614 | 1
655958 |  |  | FOLVAG -MW7 | 115 | SPP | N.MISRDG-MW7 | 48.1779 | -103.7032 | 2
227044 | 38.2311 | -76.4069 | FOREST PARK | 69 | PJM | HAWK 69 | 38.5474 | -76.9071 | 2
227045 | 38.1898 | -76.3914 | FOREST SIDE1 | 69 | PJM | HAWK 69 | 38.5474 | -76.9071 | 2
227046 | 38.1898 | -76.3914 | FOREST SIDE2 | 69 | PJM | HAWK 69 | 38.5474 | -76.9071 | 1
520546 |  |  | FOURCNT4 | 138 | SPP | CMBLTP 4 | 35.8513 | -97.7648 | 2
520545 |  |  | FOURCTP4 | 138 | SPP | CMBLTP 4 | 35.8513 | -97.7648 | 1
301642 |  |  | FOXTROTCOLL | 34.5 | SERC
301641 |  |  | FOXTROTGEN | 0.7 | SERC
301643 |  |  | FOXTROTGSU | 34.5 | SERC
301644 |  |  | FOXTROTMSU | 345 | SERC | 7BLACKBERRY | 37.3325 | -94.6096 | 1
301645 |  |  | FOXTROTTER | 13.8 | SERC
401787 |  |  | FPL-Q256_2 | 230 | FRCC | DUVAL | 30.2728 | -81.9528 | 1
401887 |  |  | FPL-Q265_POI | 230 | FRCC | PUTNAM | 29.6299 | -81.5858 | 1
401962 |  |  | FPL-Q265_PV | 0.6 | FRCC
401893 |  |  | FPL-Q265_PV1 | 34.5 | FRCC
401957 |  |  | FPL-Q265_PV2 | 34.5 | FRCC
401628 |  |  | FPL-Q265_TR | 13.8 | FRCC
401888 |  |  | FPL-Q267 | 230 | FRCC | BRIDGE | 27.0478 | -80.2646 | 1
401963 |  |  | FPL-Q267_PV | 0.6 | FRCC
401894 |  |  | FPL-Q267_PV1 | 34.5 | FRCC
401958 |  |  | FPL-Q267_PV2 | 34.5 | FRCC
401629 |  |  | FPL-Q267_TR | 13.8 | FRCC
401964 |  |  | FPL-Q281_PV | 0.6 | FRCC
401959 |  |  | FPL-Q281_PV1 | 34.5 | FRCC
401895 |  |  | FPL-Q281_PV2 | 34.5 | FRCC
401630 |  |  | FPL-Q281_TR | 13.8 | FRCC
401890 |  |  | FPL-Q352_POI | 230 | FRCC | SHERMDIST | 27.2399 | -80.7779 | 1
401965 |  |  | FPL-Q352_PV | 0.6 | FRCC
401896 |  |  | FPL-Q352_PV1 | 34.5 | FRCC
401960 |  |  | FPL-Q352_PV2 | 34.5 | FRCC
401631 |  |  | FPL-Q352_TR | 13.8 | FRCC
401891 |  |  | FPL-Q361_POI | 230 | FRCC | MANATEE | 27.6039 | -82.3456 | 1
401966 |  |  | FPL-Q361_PV | 0.6 | FRCC
401897 |  |  | FPL-Q361_PV1 | 34.5 | FRCC
401961 |  |  | FPL-Q361_PV2 | 34.5 | FRCC
401632 |  |  | FPL-Q361_TR | 13.8 | FRCC
212164 |  |  | FRAI | 12.5 | PL
177820 | X | X | FRAMPT----E2 | 0.4 | TE
660350 |  |  | FRANKFORT | 69 | SPP | REDFIELD 8 | 44.8462 | -99.5842 | 1
132001 |  |  | FRASER46-1 | 46 | NYISO | DELHI 46 | 42.2638 | -74.9266 | 1
131864 |  |  | FRASER46-2 | 46 | NYISO | DELHI CO | 42.2276 | -75.1922 | 1
630979 |  |  | FRASERREC8 | 69 | MISO | DOUD J1 8 | 42.0542 | -93.7385 | 2
630978 |  |  | FRASERRECT8 | 69 | MISO | DOUD J1 8 | 42.0542 | -93.7385 | 1
660142 |  |  | FREEMAN | 34.5 | SPP
660141 |  |  | FREEMAN T | 34.5 | SPP
183050 | X | X | FREGEA | 69 | TE | DCASCA | 46.4016 | -72.547 | 2 |  | Out of Area
629714 |  |  | FRGUSON REC8 | 69 | MISO
100870 |  |  | FRMSLR_AGG | 0.6 | ISO-NE
100871 |  |  | FRMSLR_AGGHV | 34.5 | ISO-NE
100872 |  |  | FRMSLR_COLLS | 34.5 | ISO-NE
100873 |  |  | FRMSLR_DVAR | 0.5 | ISO-NE
516062 |  |  | FRNT2C11 | 34.5 | SPP
516063 |  |  | FRNT2C21 | 34.5 | SPP
516060 |  |  | FRNT2G11 | 0.7 | SPP
516061 |  |  | FRNT2G21 | 0.7 | SPP
516064 |  |  | FRNT2L11 | 34.5 | SPP
516065 |  |  | FRNT2L21 | 34.5 | SPP
516067 |  |  | FRNT2T11 | 13.8 | SPP
516068 |  |  | FRNT2T21 | 13.8 | SPP
516066 |  |  | FRNT2WD7 | 345 | SPP | RANCHRD7 | 36.7802 | -97.0712 | 1
516069 |  |  | FRNT2X11 | 0.5 | SPP
516070 |  |  | FRNT2X21 | 0.5 | SPP
629430 |  |  | FRYTOWN MUNI | 69 | MISO | PARNEL 8 | 41.5644 | -92.0645 | 2
629429 |  |  | FRYTOWN SW8 | 69 | MISO | JOHNSON8 | 41.7378 | -91.6617 | 2
151212 | X | X | FT_FRANCS_LV | 6.9 | IESO | FT_FRANCS_AB | 48.6204 | -93.4014 | 1
513053 |  |  | FTGIBKM 2 | 69 | SPP | OKAYGR 2 | 35.8561 | -95.311 | 1
180573 | X | X | FTRONB | 315 | TE | MADAWA | 47.5082 | -68.523 | 1 |  | Out of Area
180673 | X | X | FTRONB A | 345 | TE | MADAWA A | 47.5082 | -68.523 | 1 |  | Out of Area
693555 |  |  | FULTON TAP | 69 | MISO | RC10 FULTON | 42.7751 | -89.0325 | 1
532712 |  |  | G17-009-GEN1 | 0.7 | SPP
532713 |  |  | G17-009-GEN2 | 0.7 | SPP
532714 |  |  | G17-009-GEN3 | 0.7 | SPP
532715 |  |  | G17-009-GEN4 | 0.7 | SPP
534058 |  |  | G17-009-GSU1 | 34.5 | SPP
534059 |  |  | G17-009-GSU2 | 34.5 | SPP
532777 |  |  | G17-009-TAP | 345 | SPP | CANEYRV7 | 37.4714 | -96.419 | 1
534056 |  |  | G17-009XFMR1 | 34.5 | SPP
534057 |  |  | G17-009XFMR2 | 34.5 | SPP
661982 |  |  | G359 COL | 34.5 | MISO
661951 |  |  | G359 DVAR | 0.5 | MISO
661983 |  |  | G359 FDR | 34.5 | MISO
661992 | 46.1116 | -99.0654 | G359 MRCRT 4 | 230 | MISO | X | X | X | 0 | Yes
661984 |  |  | G359 MRCRT G | 0.7 | MISO
661912 |  |  | G359 T | 13.8 | MISO
629405 |  |  | G530_WF 8 | 69 | MISO
629404 |  |  | G530_WF9 | 34.5 | MISO
615137 |  |  | G667 S FORK | 0.7 | MISO
621106 |  |  | G736 COL | 34.5 | MISO
621101 |  |  | G736 CRN RD1 | 0.6 | MISO
621107 |  |  | G736 FDR | 34.5 | MISO
655871 |  |  | G9______-MK7 | 115 | SPP | F9______-MK7 | 47.7672 | -103.3767 | 2
655872 |  |  | G9TAP___-MK7 | 115 | SPP | F9______-MK7 | 47.7672 | -103.3767 | 1
158384 | X | X | GAGE_TS_K1G | 118 | IESO | GAGE_TS_B10 | 43.2618 | -79.8209 | 1 |  | Out of Area
158383 | X | X | GAGE_TS_K2G | 118 | IESO | GAGE_TS_B11 | 43.2618 | -79.8209 | 1 |  | Out of Area
672425 | X | X | GAIA 9 | 25 | SPC
672325 | X | X | GAIA W | 0.4 | SPC
547728 |  |  | GAL278T | 69 | SPP | JOP145 2 | 37.0838 | -94.5522 | 1
660437 |  |  | GARDEN CITY | 34.5 | SPP
660354 |  |  | GARDENCTYJCT | 69 | SPP | CLARK JCT 8 | 44.8464 | -99.5747 | 1
660360 |  |  | GARDENCTYJCT | 34.5 | SPP
658176 |  |  | GARFLD 7 | 115 | SPP | ASH TAP | 44.4 | -100.38 | 1
629628 |  |  | GARISON REC8 | 69 | MISO
629625 |  |  | GARRISON 8 | 69 | MISO | VINTON 8 | 42.1668 | -92.0384 | 1
629626 |  |  | GARRISON T8 | 69 | MISO | VINTON 8 | 42.1668 | -92.0384 | 2
539123 |  |  | GC-EQGEN | 0.7 | SPP
539124 |  |  | GC-EQPMT | 34.5 | SPP | GC-WIND2 | 37.6606 | -100.3063 | 1
660224 |  |  | GEDDES | 34.5 | SPP | ARMOUR 9 | 43.2625 | -98.3218 | 2
401769 |  |  | GEMINI | 115 | FRCC | NO CAPE | 28.496 | -80.5835 | 1
149898 | 43.082 | -77.8615 | GEN_UOFR | 11.5 | NYISO | X | X | X | 0 | Yes
145110 |  |  | GEN1 | 0.6 | NYISO
145111 |  |  | GEN2 | 0.6 | NYISO
532778 |  |  | GEN-2017-009 | 345 | SPP | CANEYRV7 | 37.4714 | -96.419 | 2
145112 |  |  | GEN3 | 0.6 | NYISO
145113 |  |  | GEN4 | 0.6 | NYISO
145114 |  |  | GEN5 | 0.6 | NYISO
145115 |  |  | GEN6 | 0.6 | NYISO
192492 | X | X | GEORGE12 | 12.5 | NB
192392 | X | X | GEORGETF | 12.5 | NB
513095 |  |  | GLENCOKM 4 | 138 | SPP | 4STILWTR | 36.1173 | -96.9898 | 1
227047 | 38.4908 | -76.7578 | GOLDBEACH SW | 69 | PJM | CHALSM69 | 38.5604 | -76.6886 | 2
227048 | 38.4976 | -76.7182 | GOLDEN BEACH | 69 | PJM
106086 | 42.4719 | -71.0454 | GOLDHLR | 345 | ISO-NE | X | X | X | 0 | Yes
126883 | 40.6172 | -74.195 | GOTHLS PAR | 138 | NYISO | FOX HILLS | 40.6105 | -74.0776 | 1
126884 | 40.6172 | -74.195 | GOTHLS XFMR | 138 | NYISO
126885 |  |  | GOTHLS_T | 13.8 | NYISO
126882 |  |  | GOW_T3 | 13.8 | NYISO
126880 | 40.6594 | -73.9938 | GOWNUSR3 | 138 | NYISO | X | X | X | 0 | Yes
126881 | 40.6617 | -74.0012 | GOWNUST3 | 138 | NYISO
630987 |  |  | GOWRIE MUNI8 | 69 | MISO
630988 |  |  | GOWRIE REC 8 | 69 | MISO
630986 |  |  | GOWRIE TAP 8 | 69 | MISO
630994 |  |  | GRANDJCTMUN8 | 69 | MISO
630993 |  |  | GRANDJCTNO8 | 69 | MISO
227049 | 38.4909 | -77.0702 | GRAYTON | 69 | PJM
525932 |  |  | GRDXFRPRI1 1 | 34.5 | SPP
525982 |  |  | GRDXFRPRI2 1 | 34.5 | SPP
525991 |  |  | GRDXFRPRI3 1 | 34.5 | SPP
525933 |  |  | GRDXFRSEC1 1 | 0.5 | SPP
525983 |  |  | GRDXFRSEC2 1 | 0.5 | SPP
525992 |  |  | GRDXFRSEC3 1 | 0.5 | SPP
513071 |  |  | GREENLFKM 2 | 69 | SPP | 2LIMESTN | 35.47 | -94.88 | 2
618083 |  |  | GRE-MOOSNTP8 | 69 | MISO | GRE-KETTLER8 | 46.4882 | -92.8797 | 1
618625 |  |  | GRE-PORTGLK8 | 69 | MISO | GRE-PALISAD8 | 46.7047 | -93.4818 | 1
618626 |  |  | GRE-PORTGLK9 | 13.2 | MISO
615092 |  |  | GRE-STATCOM | 0.5 | MISO
669145 |  |  | GRETNADSC19 | 12.5 | MH
669146 |  |  | GRETNADSC29 | 12.5 | MH
188515 | X | X | GRM**3 | 6.6 | TE
188936 | X | X | GRMA5 | 6.6 | TE
188938 | X | X | GRMA7 | 6.6 | TE
188939 | X | X | GRMA8 | 6.6 | TE
188940 | X | X | GRMA9 | 6.6 | TE
630995 |  |  | GRNDJCT J1 8 | 69 | MISO
629919 |  |  | GRNDJCT J2 8 | 69 | MISO
629814 |  |  | GRNDJCTREC 8 | 69 | MISO
308644 |  |  | GROOMTOWNBL | 100 | SERC | HPCITY3BL | 35.9392 | -79.876 | 1
660430 |  |  | GROTON | 69 | SPP | GROTON2 8 | 44.6818 | -99.9661 | 1
660431 |  |  | GROTON CITY | 69 | SPP | GROTON2 8 | 44.6818 | -99.9661 | 2
454382 |  |  | GRU_Q_LV_PV | 13.8 | FRCC
454380 | 29.5657 | -82.4743 | GRU_Q001 | 138 | FRCC | X | X | X | 0 | Yes
454381 | 29.5657 | -82.4743 | GRU_Q001_PV | 34.5 | FRCC
458433 |  |  | GSU1_HV | 69 | FRCC | INTERBAY | 27.9616 | -82.5344 | 1
458435 |  |  | GSU1_TR | 13.8 | FRCC
458437 |  |  | GSU2_TR | 13.8 | FRCC
458442 |  |  | GSU3_TR | 13.8 | FRCC
458447 |  |  | GSU4_TR | 13.8 | FRCC
308642 |  |  | GUTHRIE B | 100 | SERC | ROBIN RD | 36.0718 | -80.1568 | 1
629907 |  |  | GUTHRIECENT8 | 69 | MISO | GU CTR J1 8 | 41.5284 | -94.5399 | 2
629908 |  |  | GUTHRIEREC 8 | 69 | MISO | GU CTR J1 8 | 41.5284 | -94.5399 | 1
187228 | X | X | GUY-01 | 26.4 | TE
187239 | X | X | GUY-02 | 26.4 | TE
187410 | X | X | HA12I1 | 12.9 | TE
187411 | X | X | HA12I2 | 12.9 | TE
187412 | X | X | HA12I3 | 12.9 | TE
187413 | X | X | HA12I4 | 12.9 | TE
187137 | X | X | HADLE1 | 12.9 | TE
187138 | X | X | HADLE2 | 12.9 | TE
187139 | X | X | HADLE3 | 12.9 | TE
187151 | X | X | HADLE4 | 12.9 | TE
525930 | 33.9336 | -101.6714 | HALE_WD_TR11 | 13.2 | SPP
525980 | 33.9336 | -101.6714 | HALE_WD_TR21 | 13.2 | SPP
525989 | 33.9336 | -101.6714 | HALE_WD_TR31 | 13.2 | SPP
525934 | 33.9336 | -101.6714 | HALE_WND1 1 | 34.5 | SPP
525984 | 33.9336 | -101.6714 | HALE_WND2 1 | 34.5 | SPP
525993 | 33.9336 | -101.6714 | HALE_WND3 1 | 34.5 | SPP
525952 | 33.9336 | -101.6714 | HALE_WNDG2 1 | 0.7 | SPP
525953 | 33.9336 | -101.6714 | HALE_WNDG3 1 | 0.7 | SPP
525931 | 33.9336 | -101.6714 | HALEWD_COL11 | 34.5 | SPP
525981 | 33.9336 | -101.6714 | HALEWD_COL21 | 34.5 | SPP
525990 | 33.9336 | -101.6714 | HALEWD_COL31 | 34.5 | SPP
513098 |  |  | HALLETTAP 2 | 69 | SPP | 2CLEVLND | 36.3054 | -96.4692 | 1
406058 |  |  | HAMILTON | 69 | FRCC | DRANEFLD | 28.02 | -81.94 | 1
211561 | 41.4798 | -75.4776 | HAML 2 | 69 | PL | HAML TP1 | 41.4798 | -75.4776 | 2
211566 |  |  | HAML 2 | 12.5 | PL
211582 | 41.4798 | -75.4776 | HAML TP2 | 69 | PL | X | X | X | 0 | Yes
401048 | 27.3576 | -82.4835 | HAMMOCK 1 | 230 | FRCC | X | X | X | 0 | Yes
183929 | X | X | HAMPS-2A | 26.4 | TE
183927 | X | X | HAMPS-A | 315 | TE | SAR315 | 45.5056 | -73.7478 | 2 |  | Out of Area
183928 | X | X | HAMPS-B | 315 | TE | [5 empty] | Out of Area
680591 |  |  | HANSON | 69 | MISO | T SPEN 8 | 44.786 | -90.3068 | 2
605571 |  |  | HANSONTAP | 69 | MISO | T SPEN 8 | 44.786 | -90.3068 | 1
228803 |  |  | HARBBCH_T4 | 12.9 | PJM
673506 | X | X | HARBOUR 6 | 138 | SPC | DEWDNEY 6 | 50.4576 | -104.6664 | 1
630981 |  |  | HARDINREC8 | 69 | MISO
629809 |  |  | HARDNHILTP 8 | 69 | MISO
407430 |  |  | HARMONY PV | 230 | FRCC | HOLOPAW 1 | 28.1461 | -81.0867 | 1
630984 |  |  | HAROURT8 | 69 | MISO
207976 | 40.2579 | -76.8572 | HARR | 230 | PL | DAUP TR1 | 40.384 | -76.9065 | 1
209963 | 40.2629 | -76.8522 | HARR 1 | 12.5 | PL | X | X | X | 0 | Yes
660333 |  |  | HARROLD | 34.5 | SPP
340171 |  |  | HARTFORD TAP | 69 | MISO | 2HARTFORD | 37.4467 | -86.9111 | 1
101112 |  |  | HARTLAND | 12.5 | ISO-NE
402122 |  |  | HARTWOOD | 69 | DEF | HANCOCK ROA1 | 28.5272 | -81.6611 | 1
629588 |  |  | HAVEN 8 | 69 | MISO | BELLE PLN 8 | 41.9857 | -92.2607 | 2
630971 |  |  | HAVERHILL 8 | 69 | MISO | TIMBERCREEK8 | 42.0056 | -92.9358 | 1
211692 | 41.4573 | -75.2909 | HAWL DC | 69 | PL | X | X | X | 0 | Yes
401269 |  |  | HAWTHORNE | 230 | FRCC | COLLIER | 26.1755 | -81.753 | 1
530562 |  |  | HAYS 3 | 115 | SPP | VINETAP3 | 38.8667 | -99.3097 | 2
659259 |  |  | HEADRESS-CM7 | 115 | SPP | WOLFPT 7 | 48.0897 | -105.713 | 1
156411 | X | X | HEARN_HK2 | 118 | IESO | BASIN_TS_JH1 | 43.6491 | -79.3392 | 1 |  | Out of Area
660355 |  |  | HENRY | 69 | SPP | WATERTOWN WA | 44.8464 | -99.5747 | 1
660501 |  |  | HENRY 25KV | 24.9 | SPP
401255 |  |  | HERITAGE | 138 | FRCC | WEST 1 | 27.6736 | -80.4612 | 1
401528 |  |  | HERITAGE_TR | 13.2 | FRCC
543149 |  |  | HGNCTYSLR1 | 0.4 | SPP
543147 |  |  | HGNSCTYPLNT1 | 13.8 | SPP
543146 |  |  | HGNSCTYPLNT2 | 69 | SPP | CTY HIG2 | 39.0725 | -93.7169 | 1
543148 |  |  | HGNSCTYS1 | 12.5 | SPP
543145 |  |  | HGNSCTYW1 | 12.5 | SPP
543144 |  |  | HGNSCTYW2 | 69 | SPP | CTY HIG2 | 39.0725 | -93.7169 | 1
543153 |  |  | HGNSVL_TER1 | 2.4 | SPP
543152 |  |  | HGNSVL1 | 12.5 | SPP
660327 |  |  | HIGHMORE E | 69 | SPP
660367 |  |  | HIGHMORE ERC | 69 | SPP
660328 |  |  | HIGHMORE PLT | 69 | SPP
660330 |  |  | HIGHMORE PLT | 34.5 | SPP
660331 |  |  | HIGHMORE T | 34.5 | SPP
660307 |  |  | HITCHCOCK | 34.5 | SPP
259649 |  |  | HODENPYL 2A | 7.2 | MISO
307555 | 34.3049 | -82.2712 | HODG3 | 100 | SERC | X | X | X | 0 | Yes
227050 | 38.3341 | -76.5563 | HOLLYWOOD | 69 | PJM | HEWTSME | 38.4424 | -76.8183 | 2
629613 |  |  | HOMER REC 8 | 69 | MISO | BELLE PLN 8 | 41.9857 | -92.2607 | 1
693388 |  |  | HOMME | 69 | MISO | WIT 69 | 44.8401 | -89.1582 | 1
655963 |  |  | HOWIE -MW7 | 115 | SPP | BIGBEND -MW7 | 48.2197 | -101.9653 | 1
407823 |  |  | HP-IC6 | 13.8 | FRCC
209547 | 41.1335 | -75.895 | HRTE DC | 69 | PL | AEP TP | 41.1767 | -75.8953 | 1
515945 |  |  | HSL 11G | 13.8 | SPP
658286 |  |  | HUC-HTCHHTI8 | 69 | MISO | HUC-HUTCHPT8 | 44.8959 | -94.3676 | 1
658285 |  |  | HUC-HUTCHCP8 | 69 | MISO | GRE-LITCHTP8 | 44.9962 | -94.5408 | 1
658280 |  |  | HUC-HUTCHMN8 | 69 | MISO | GRE-HSSNJCT8 | 44.8487 | -94.3156 | 1
658281 |  |  | HUC-HUTCHMNT | 13.8 | MISO
258796 |  |  | HUCKLEBRY RD | 138 | MISO
658278 |  |  | HUC-MCLEOD T | 13.8 | MISO
227051 | 38.5338 | -76.7857 | HUGHESVILLE1 | 69 | PJM | CHALSM69 | 38.5604 | -76.6886 | 1
227052 | 38.5338 | -76.7857 | HUGHESVILLE2 | 69 | PJM | CHALSM69 | 38.5604 | -76.6886 | 1
520560 |  |  | HUGOITC4 | 138 | SPP | HUGO PP4 | 34.0242 | -95.3183 | 1
513059 |  |  | HULBERKM 2 | 69 | SPP | 2HULBERT | 36.0146 | -95.1522 | 1
227053 | 38.6083 | -76.6109 | HUNTINGTOWN | 69 | PJM | HOLLAND 69 | 38.6167 | -76.7192 | 1
660313 |  |  | HUR 4TH ST | 69 | SPP | HURON WPARK8 | 44.3754 | -98.259 | 1
660309 |  |  | HUR 9THST J | 69 | SPP | HURON WPARK8 | 44.3754 | -98.259 | 1
660314 |  |  | HUR CITY | 69 | SPP | HURON WPARK8 | 44.3754 | -98.259 | 2
660500 |  |  | HUR GT E LN | 24.9 | SPP
660312 |  |  | HUR GT PLANT | 69 | SPP | HURON WPARK8 | 44.3754 | -98.259 | 2
660052 |  |  | HUR GT PLT 1 | 12.5 | SPP
660053 |  |  | HUR GT PLT 2 | 13.8 | SPP
660311 |  |  | HUR SO.EAST | 69 | SPP
660310 |  |  | HUR SO.WEST | 69 | SPP | HURON WPARK8 | 44.3754 | -98.259 | 2
660300 |  |  | HUR WESTPARK | 34.5 | SPP
126138 |  |  | HURLEY_13.8 | 13.8 | NYISO
126139 |  |  | HURLEY_13.8 | 13.8 | NYISO
660128 |  |  | HWY 46_37 | 34.5 | SPP
656107 |  |  | IANORTHJCT8 | 69 | SPP | UNVERFRT8 | 42.6427 | -92.6422 | 1
534073 |  |  | IC_12WF1 | 0.7 | SPP
534070 |  |  | IC_CLCT11_1 | 34.5 | SPP
534068 |  |  | IC_LV11_1 | 34.5 | SPP
534069 |  |  | IC_LV12_1 | 34.5 | SPP | IC_CLCT12_1 | 37.3991 | -97.0972 | 1
534074 |  |  | IC_TERT11_1 | 13.8 | SPP
534075 |  |  | IC_TERT12_1 | 13.8 | SPP
513068 |  |  | ILLINOTPKM 2 | 69 | SPP | 2LIMESTN | 35.47 | -94.88 | 1
227054 | 38.2915 | -76.5417 | INDBRIDGE | 69 | PJM | HEWTSME | 38.4424 | -76.8183 | 2
227055 | 38.5568 | -76.9428 | INDEPENDENCE | 69 | PJM | FARMSM131 | 38.7734 | -76.959 | 1
227056 | 38.595 | -77.1232 | INDIAN HEAD | 69 | PJM
186648 | X | X | INDUCT1 | 26.4 | TE
186649 | X | X | INDUCT2 | 26.4 | TE
629906 |  |  | INDUSTRLREC8 | 69 | MISO
155015 | X | X | INVISTA_LV | 13.8 | IESO
155016 | X | X | INVISTA_LV2 | 0.5 | IESO
629431 |  |  | IPL HILLS8 | 69 | MISO | JOHNSON8 | 41.7378 | -91.6617 | 1
500431 |  |  | IPM13-8 | 13.8 | MISO
516009 |  |  | IRNHSTP2 | 69 | SPP | SHAWNEE2 | 35.3226 | -96.9172 | 1
117051 | 41.9681 | -71.5256 | IRON MINE | 115 | ISO-NE | FARNUM_TAP | 41.9801 | -71.5213 | 1
630991 |  |  | IRONMAN REC8 | 69 | MISO
539815 |  |  | IRONWOOD WF7 | 345 | SPP | IRONWOOD7 | 37.8538 | -99.7369 | 1
658174 | 44.3707 | -100.4089 | IRVSIMM7 | 115 | SPP | MIDLAND7 | 44.0824 | -101.1346 | 1
401045 |  |  | ITALY | 138 | FRCC | COLLIER 1 | 26.1755 | -81.753 | 1
605573 |  |  | J407 COL1 | 34.5 | MISO
605574 |  |  | J407 COL2 | 34.5 | MISO
600181 |  |  | J407 G1 | 0.7 | MISO
600182 |  |  | J407 G2 | 0.7 | MISO
605575 |  |  | J407_1_GENHI | 34.5 | MISO
605576 |  |  | J407_2_GENHI | 34.5 | MISO
629923 |  |  | J416_GEN2 | 0.7 | MISO
629920 |  |  | J416_WF_C1 | 34.5 | MISO
629921 |  |  | J416_WF_C2 | 34.5 | MISO
621096 |  |  | J436 COL | 34.5 | MISO
621094 |  |  | J436 DVAR | 0.5 | MISO
621097 |  |  | J436 FDR | 34.5 | MISO
621098 |  |  | J437 COL | 34.5 | MISO
621995 |  |  | J437 DK RNG2 | 0.6 | MISO
621095 |  |  | J437 DVAR | 0.5 | MISO
621099 |  |  | J437 FDR | 34.5 | MISO
621104 |  |  | J442 COL | 34.5 | MISO
621100 |  |  | J442 CRN RD2 | 0.6 | MISO
621105 |  |  | J442 FDR | 34.5 | MISO
627030 |  |  | J449 WF1 | 0.7 | MISO
627050 |  |  | J449 WF2 | 0.7 | MISO
621004 |  |  | J488 TERT | 13.8 | MISO
621022 |  |  | J493 COL | 34.5 | MISO
621021 |  |  | J493 FDR | 34.5 | MISO
621020 |  |  | J493 G | 0.7 | MISO
627064 |  |  | J495 COL1A | 34.5 | MISO
627074 |  |  | J495 COL1B | 34.5 | MISO
627065 |  |  | J495 COL2A | 34.5 | MISO
627075 |  |  | J495 COL2B | 34.5 | MISO
627066 |  |  | J495 GEN1 | 0.7 | MISO
627076 |  |  | J495 GEN2 | 0.7 | MISO
627055 |  |  | J504 COL | 34.5 | MISO
627054 |  |  | J504 GSULOW | 34.5 | MISO
627056 |  |  | J504 PV | 0.6 | MISO
605579 |  |  | J512_COLEQ | 34.5 | MISO
605578 |  |  | J512_COLFDR | 34.5 | MISO
600185 |  |  | J512_GENBUS | 0.7 | MISO
627058 |  |  | J523 COL | 34.5 | MISO
627060 |  |  | J523 GSU LOW | 34.5 | MISO
627061 |  |  | J523 PV GEN | 0.6 | MISO
627059 |  |  | J523 TERT | 13.2 | MISO
637033 |  |  | J524 COL1 | 34.5 | MISO
637032 |  |  | J524 COL2 | 34.5 | MISO
637031 |  |  | J524 GEN | 0.6 | MISO
637034 |  |  | J524 TERT | 13.2 | MISO
621010 |  |  | J526 COL | 34.5 | MISO
621013 |  |  | J526 COL2 | 34.5 | MISO
621011 |  |  | J526 FDR1 | 34.5 | MISO
621014 |  |  | J526 FDR2 | 34.5 | MISO
621012 |  |  | J526 G | 0.7 | MISO
621015 |  |  | J526 G2 | 0.7 | MISO
637046 |  |  | J527 COL | 34.5 | MISO
637045 |  |  | J527 COL2 | 34.5 | MISO
637042 |  |  | J527 G | 0.7 | MISO
637041 |  |  | J527 G2 | 0.7 | MISO
637044 |  |  | J527_COL | 34.5 | MISO
637043 |  |  | J527_COL2 | 34.5 | MISO
637065 |  |  | J530 COL | 34.5 | MISO
637066 |  |  | J530 COL2 | 34.5 | MISO
637061 |  |  | J530 G | 0.7 | MISO
637062 |  |  | J530 G2 | 0.7 | MISO
637063 |  |  | J530_COL | 34.5 | MISO
637064 |  |  | J530_COL2 | 34.5 | MISO
637075 |  |  | J534 COL | 34.5 | MISO
637076 |  |  | J534 COL2 | 34.5 | MISO
637071 |  |  | J534 G | 0.7 | MISO
637072 |  |  | J534 G2 | 0.7 | MISO
637073 |  |  | J534_COL | 34.5 | MISO
637074 |  |  | J534_COL2 | 34.5 | MISO
344019 |  |  | J541-1HPW-W2 | 0.7 | MISO
338037 |  |  | J552_GEN | 0.6 | MISO
338035 |  |  | J552_PAD | 34.5 | MISO
337458 |  |  | J581_PAD | 34.5 | MISO
637086 |  |  | J583 | 0.7 | MISO
637088 |  |  | J583 COL | 34.5 | MISO
637087 |  |  | J583 FDR | 34.5 | MISO
693747 |  |  | J584 CL 1 | 34.5 | MISO
693748 |  |  | J584 CL 2 | 34.5 | MISO
693750 |  |  | J584 SGR RVR | 0.7 | MISO
338219 |  |  | J586_GEN | 0.7 | MISO
338233 |  |  | J586_PAD | 34.5 | MISO
600179 |  |  | J587_GEN1 | 34.5 | MISO
600180 |  |  | J587_GEN2 | 34.5 | MISO
637092 |  |  | J611 COL | 34.5 | MISO
637093 |  |  | J611 FDR | 34.5 | MISO
637094 |  |  | J611 G | 0.7 | MISO
337606 |  |  | J620_PAD | 34.5 | MISO
335555 |  |  | J639_COL | 34.5 | MISO
335557 |  |  | J639_GEN | 0.4 | MISO
335556 |  |  | J639_PAD | 34.5 | MISO
265597 |  |  | J646_J043 | 4.2 | MISO
336986 |  |  | J679_COL | 34.5 | MISO
337527 |  |  | J680_COL | 34.5 | MISO
337529 |  |  | J680_GEN | 0.6 | MISO
337469 |  |  | J697_GEN | 0.4 | MISO
337467 |  |  | J697_PAD | 34.5 | MISO
256727 |  |  | J717MAINTRX | 34.5 | MISO
256728 |  |  | J717PADTRX | 34.5 | MISO
256730 |  |  | J728MAINTRX | 34.5 | MISO
256731 |  |  | J728PADTRX | 34.5 | MISO
340802 |  |  | J753 COL | 34.5 | MISO
340800 |  |  | J753 GEN | 0.6 | MISO
340801 |  |  | J753 PAD | 34.5 | MISO
251909 |  |  | J754_08RM_B1 | 0.7 | MISO
251910 |  |  | J754_08RM_B2 | 0.7 | MISO
256710 |  |  | J758GEN | 0.6 | MISO
256708 |  |  | J758MAINTRX | 34.5 | MISO
256709 |  |  | J758PADTRX | 34.5 | MISO
248869 |  |  | J759_07TRY | 34.5 | MISO
340806 |  |  | J762 COL | 34.5 | MISO
340804 |  |  | J762 GEN | 0.6 | MISO
340805 |  |  | J762 PAD | 34.5 | MISO
256734 |  |  | J796 COL1 | 34.5 | MISO
256735 |  |  | J796 COL2 | 34.5 | MISO
256733 |  |  | J796 G1 | 0.6 | MISO
693447 |  |  | J807_QBS_II | 0.7 | MISO
348982 |  |  | J808-1PSS_PV | 0.6 | MISO
693439 |  |  | J821_MRTHN W | 0.7 | MISO
693690 |  |  | J849 CHD SLR | 0.6 | MISO
693691 |  |  | J849 SLR CL1 | 34.5 | MISO
693692 |  |  | J849 SLR CL2 | 34.5 | MISO
693681 |  |  | J855 CL1 | 34.5 | MISO
693682 |  |  | J855 CL2 | 34.5 | MISO
693683 |  |  | J855_REDBARN | 0.7 | MISO
693489 |  |  | J886 TWO CKS | 0.7 | MISO
251911 |  |  | J903_08GRNSB | 0.6 | MISO
336126 |  |  | J909_GEN | 0.6 | MISO
336124 |  |  | J909_PAD | 34.5 | MISO
338179 |  |  | J919_COL | 34.5 | MISO
338182 |  |  | J919_GEN | 0.6 | MISO
338178 |  |  | J919_PAD | 34.5 | MISO
693430 |  |  | J928 GDN CL1 | 34.5 | MISO
693431 |  |  | J928 GDN CL2 | 34.5 | MISO
338236 |  |  | J944_COL | 34.5 | MISO
338237 |  |  | J944_GEN | 0.6 | MISO
338235 |  |  | J944_PAD | 34.5 | MISO
187390 | X | X | JA12I1 | 12.9 | TE
187393 | X | X | JA12I7 | 12.9 | TE
187392 | X | X | JA12I8 | 12.9 | TE
187391 | X | X | JA12I9 | 12.9 | TE
620176 |  |  | JAMESTN W9 | 41.6 | MISO
458406 |  |  | JAMISON_PV | 34.5 | FRCC
458404 |  |  | JAMISON_TP | 230 | FRCC | POLKPLNT | 27.732 | -81.9884 | 1
458407 |  |  | JAMISON_TR | 13.8 | FRCC
147785 |  |  | JARVISES | 46 | NYISO | W CANADA | 43.3117 | -75.1081 | 1
629810 |  |  | JEFFRSNWCC 8 | 69 | MISO
600183 |  |  | JIMFLS G1 | 7.2 | MISO
600184 |  |  | JIMFLS G2 | 7.2 | MISO
693752 |  |  | JORDAN RD | 69 | MISO | BLK SM T | 42.5606 | -89.543 | 1
404082 | 29.6491 | -82.3155 | JRK-W L5 | 138 | FRCC | X | X | X | 0 | Yes
659897 |  |  | K338WTCT-NI8 | 69 | SPP | K335AMAI-NI8 | 41.996 | -95.3873 | 1
659924 |  |  | K416SUTH-NI8 | 69 | SPP | J2______-NI8 | 43.0478 | -95.585 | 1
151491 | X | X | KAKABEKA_G1 | 4 | IESO
151492 | X | X | KAKABEKA_G2 | 4 | IESO
151493 | X | X | KAKABEKA_G3 | 4 | IESO
151494 | X | X | KAKABEKA_G4 | 4 | IESO
629427 |  |  | KALONA KOE8 | 69 | MISO | IOWA JCT | 41.496 | -91.5259 | 2
513103 |  |  | KASTLEKM 2 | 69 | SPP | STILLWTR2 | 36.0878 | -96.8871 | 1
660149 |  |  | KAYLOR | 34.5 | SPP
135236 |  |  | KCE_G | 0.4 | NYISO
135235 | 42.9365 | -73.6823 | KCE_S | 34.5 | NYISO | X | X | X | 0 | Yes
640460 |  |  | KEAR.NE.CN 9 | 34.5 | SPP
643183 |  |  | KEARNEYNET29 | 13.8 | SPP
513080 |  |  | KEEFTPKM 2 | 69 | SPP | 2KEEFTON | 35.638 | -95.3544 | 1
669748 |  |  | KEEYAS7G | 13.8 | MH
401263 | 30.416 | -81.9014 | KENT | 230 | FRCC | X | X | X | 0 | Yes
309639 |  |  | KERWINR | 100 | SERC | KERWINTP | 36.1461 | -80.1597 | 1
629547 |  |  | KESWICK SW8 | 69 | MISO | WH CHR T8 | 41.3893 | -92.21 | 1
629961 |  |  | KESWICK8 | 69 | MISO | WH CHR T8 | 41.3893 | -92.21 | 2
211930 | 41.4841 | -75.1095 | KIMB TP2 | 69 | PL | KIMB 2 | 41.4841 | -75.1095 | 1
660234 |  |  | KIMBALL | 69 | SPP
547732 |  |  | KINGS_PT | 161 | SPP | LAR382 5 | 37.1371 | -94.1043 | 1
547733 |  |  | KINGS_PT | 34.5 | SPP
660124 |  |  | KINGSBURG | 34.5 | SPP
629557 |  |  | KOSTZA REC8 | 69 | MISO
629558 |  |  | KOZTZA RECT8 | 69 | MISO
640466 |  |  | KXL_PS22 7 | 115 | SPP | EMMET 7 | 42.5433 | -98.7757 | 2
640467 |  |  | KXL_PS22 9 | 6.9 | SPP
543667 |  |  | LAC3_STAR7 | 345 | SPP
543661 |  |  | LAC3_X1 | 6.9 | SPP
543662 |  |  | LAC3_Y1 | 6.9 | SPP
543668 |  |  | LAC3_Z1 | 4 | SPP
543669 |  |  | LAC8_STAR7 | 345 | SPP
543670 |  |  | LAC8_X1 | 6.9 | SPP
543671 |  |  | LAC8_Y1 | 6.9 | SPP
543672 |  |  | LAC8_Z1 | 4 | SPP
208010 | 41.4974 | -75.6088 | LACK_EBUS_B4 | 230 | PL | X | X | X | 0 | Yes
208011 | 41.4974 | -75.6088 | LACK_WBUS_B4 | 230 | PL | X | X | X | 0 | Yes
208014 | 41.4827 | -75.5642 | LAEN_B4 | 230 | PL | LAEN | 41.4974 | -75.6088 | 1
181280 | X | X | LAF120 | 120 | TE | D1118 | 45.6924 | -74.276 | 1 |  | Out of Area
180480 | X | X | LAF315 | 315 | TE | CHE315 | 45.5875 | -74.0603 | 1 |  | Out of Area
660136 |  |  | LAKE ANDES | 34.5 | SPP
405580 | 28.558 | -81.3755 | LAKEHIGHLAN1 | 115 | FRCC | X | X | X | 0 | Yes
405730 |  |  | LAKEHIGHLAND | 230 | FRCC | STANTONW | 28.4931 | -81.1602 | 1
309821 |  |  | LAKEWDBL | 100 | SERC | GRAHAM B | 35.2392 | -80.864 | 1
459143 |  |  | LAKREGION_PV | 34.5 | FRCC
459142 |  |  | LAKREGION_TP | 69 | FRCC | LKREGION | 28.02 | -81.7 | 1
459144 |  |  | LAKREGION_TR | 13.8 | FRCC
228458 |  |  | LAMBS_T2 | 12.9 | PJM
187625 | X | X | LANDR2 | 26.4 | TE
187626 | X | X | LANDR3 | 26.4 | TE
227057 | 38.5147 | -76.9832 | LAPLATA1 | 69 | PJM | HAWK 69 | 38.5474 | -76.9071 | 1
227058 | 38.5147 | -76.9832 | LAPLATA2 | 69 | PJM | HAWK 69 | 38.5474 | -76.9071 | 2
629240 |  |  | LAPORTECTY 8 | 69 | MISO
100567 | 40.1136 | -74.192 | LARRABEE T2 | 99 | ISO-NE
187341 | X | X | LAU-2A | 26.4 | TE
401228 |  |  | LAUDREAC1 | 230 | FRCC | LAUDRDLO | 26.0724 | -80.1986 | 1
401229 |  |  | LAUDREAC2 | 138 | FRCC | LAUDRDLO 1 | 26.0724 | -80.1986 | 1
309335 |  |  | LAUEC43 | 100 | SERC | LAUEC32 | 34.511 | -82.0014 | 1
309847 |  |  | LAURAAVER | 100 | SERC | NWINSTNB | 34.6802 | -79.8862 | 1
181125 | X | X | LAURENT120 | 120 | TE | X | X | X | 0 | Yes | Out of Area
180386 | X | X | LAURENT315 | 315 | TE | SAR315 | 45.5056 | -73.7478 | 2 |  | Out of Area
180498 | X | X | LAURENT315 A | 315 | TE | SAR315 | 45.5056 | -73.7478 | 2 |  | Out of Area
458653 |  |  | LAURLOAKS_PV | 34.5 | FRCC
458652 |  |  | LAURLOAKS_TP | 69 | FRCC | HOPEWELL | 27.93 | -82.03 | 1
458654 |  |  | LAURLOAKS_TR | 13.8 | FRCC
402994 |  |  | LEG PARK POD | 69 | DEF | ALACHUA TAP | 29.774 | -82.4552 | 1
402995 |  |  | LEGPRK (COA) | 69 | DEF | ALACHUA TAP | 29.774 | -82.4552 | 2
227059 | 38.3066 | -76.659 | LEONARDTOWN1 | 69 | PJM
227060 | 38.3066 | -76.659 | LEONARDTOWN2 | 69 | PJM
627072 |  |  | LERD_SO_TAP | 69 | MISO | HAYWARD J2 8 | 43.6474 | -93.2627 | 1
660121 |  |  | LESTERVILLE | 34.5 | SPP
660240 |  |  | LETCHER | 34.5 | SPP
137365 |  |  | LEWIS RD TAP | 46 | NYISO | CLINTON | 43.089 | -75.3342 | 1
227061 | 38.2577 | -76.4759 | LEXINGTON PK | 69 | PJM | HEWTSME | 38.4424 | -76.8183 | 1
531496 |  |  | LIBERTY3 | 115 | SPP | BEELER 3 | 38.4938 | -100.1429 | 2
531495 |  |  | LIBERTYT | 115 | SPP | BEELER 3 | 38.4938 | -100.1429 | 1
309853 |  |  | LICKCRKPV | 100 | SERC | WALNUT C | 36.2932 | -80.1404 | 1
129595 | 40.7266 | -73.5904 | LINDBERGH | 69 | NYISO | E.G.C.2 | 40.7304 | -73.6112 | 1
232419 |  |  | LINKWOOD | 69 | PJM | WCAMBRDG | 38.5669 | -76.1108 | 1
655877 |  |  | LITTLMS4-MK7 | 115 | SPP | ROOSEVLT-MK7 | 47.7668 | -103.3017 | 1
402563 |  |  | LK WINNEMISS | 115 | DEF | DELAND EAST | 29.0583 | -81.2719 | 1
408930 |  |  | LKHUTTO | 69 | FRCC | CR672_69 | 27.855 | -82.27 | 1
408988 |  |  | LKHUTTOTP | 69 | FRCC | BELSHL | 27.9 | -82.23 | 1
515977 | 34.9662 | -96.7313 | LKKONWA4 | 138 | SPP | X | X | X | 0 | Yes
659550 |  |  | LNGBUTTE-RR4 | 230 | SPP | HEBRON 4 | 46.7989 | -101.9364 | 1
659551 |  |  | LNGBUTTE-RR7 | 115 | SPP
659552 |  |  | LNGBUTTE-RR9 | 13.8 | SPP
520550 |  |  | LOAFMAN4 | 138 | SPP | PAYNESW4 | 34.9086 | -97.5298 | 1
513050 |  |  | LOCSTGVKM 5 | 161 | SPP | 5CDRCRST | 36.1472 | -95.1485 | 1
212277 |  |  | LOGA 1 | 69 | PL | LAUR TP | 40.9882 | -77.2068 | 1
212278 | 41.0935 | -77.2442 | LOGA 1 | 12.5 | PL | X | X | X | 0 | Yes
100570 |  |  | LONEPINE_COL | 34.5 | ISO-NE
100572 |  |  | LONEPINE_GEN | 0.6 | ISO-NE
100575 | 43.6442 | -70.4324 | LONEPINE_POI | 345 | ISO-NE | BUXTON | 43.6634 | -70.5536 | 1
100573 | 43.6442 | -70.4324 | LONEPINE_STR | 99 | ISO-NE
100571 |  |  | LONEPINE_SUB | 34.5 | ISO-NE
100574 |  |  | LONEPINE_TER | 13.8 | ISO-NE
667104 | 56.3991 | -94.3711 | LONGSPT14 | 230 | MH | X | X | X | 0 | Yes
667105 | 56.3991 | -94.3711 | LONGSPT24 | 230 | MH | X | X | X | 0 | Yes
667106 | 56.3991 | -94.3711 | LONGSPT34 | 230 | MH | X | X | X | 0 | Yes
667107 | 56.3991 | -94.3711 | LONGSPT44 | 230 | MH | X | X | X | 0 | Yes
667108 | 56.3991 | -94.3711 | LONGSPT54 | 230 | MH | X | X | X | 0 | Yes
210833 | 41.1009 | -75.4085 | LOPO 2 | 69 | PL | JKSN | 41.0346 | -75.3798 | 1
210834 | 41.0396 | -75.3748 | LOPO 2 | 12.5 | PL | X | X | X | 0 | Yes
147481 | 41.2575 | -73.9793 | LOVETT_2 | 138 | NYISO | X | X | X | 0 | Yes
147100 |  |  | LOVETT_3RDBK | 13.2 | NYISO
227062 | 38.3203 | -76.7286 | LOVEVILLE | 69 | PJM
227120 | 38.5957 | -76.9343 | LOWBANNIST1 | 12.5 | PJM
227121 | 38.5957 | -76.9343 | LOWBANNIST2 | 12.5 | PJM
227122 | 38.6526 | -76.9751 | LOWBENSVILLE | 12.5 | PJM
227123 | 38.3486 | -76.456 | LOWBERTHA1 | 12.5 | PJM
227124 | 38.3486 | -76.456 | LOWBERTHA2 | 12.5 | PJM
227125 | 38.6876 | -76.9948 | LOWBOLTON1 | 12.5 | PJM
227126 | 38.6876 | -76.9948 | LOWBOLTON2 | 12.5 | PJM
227127 | 38.4315 | -76.4458 | LOWCALCLIF1 | 13.8 | PJM
227128 | 38.4315 | -76.4458 | LOWCALCLIF2 | 13.2 | PJM
227129 | 38.6635 | -76.8025 | LOWCEDAR | 12.5 | PJM
227130 | 38.3879 | -76.1991 | LOWDORCHESTE | 12.5 | PJM
227131 | 38.5567 | -76.6943 | LOWDUKESINN2 | 12.5 | PJM
227132 | 38.5567 | -76.6943 | LOWDUNKIRK | 12.5 | PJM
227168 | 38.7734 | -76.959 | LOWFARM1 | 12.5 | PJM
227169 | 38.7734 | -76.959 | LOWFARM2 | 12.5 | PJM
227133 | 38.4361 | -76.9763 | LOWFAULKNER | 12.5 | PJM
227134 | 38.2311 | -76.4069 | LOWFOREST1 | 12.5 | PJM
227135 | 38.2311 | -76.4069 | LOWFOREST2 | 12.5 | PJM
227136 | 38.4976 | -76.7182 | LOWGOLDEN | 12.5 | PJM
227137 | 38.4909 | -77.0702 | LOWGRAYTON | 12.5 | PJM
227138 | 38.3341 | -76.5563 | LOWHOLLY1 | 12.5 | PJM
227139 | 38.3341 | -76.5563 | LOWHOLLY2 | 12.5 | PJM
227140 | 38.5338 | -76.7857 | LOWHUGHES1 | 12.5 | PJM
227141 | 38.5338 | -76.7857 | LOWHUGHES2 | 12.5 | PJM
227142 | 38.6083 | -76.6109 | LOWHUNTING | 12.5 | PJM
227143 | 38.5568 | -76.9428 | LOWINDEPEND | 12.5 | PJM
227144 | 38.595 | -77.1232 | LOWINDIAN | 13.2 | PJM
227146 | 38.5147 | -76.9832 | LOWLAPLATA1 | 12.5 | PJM
227147 | 38.5147 | -76.9832 | LOWLAPLATA2 | 12.5 | PJM
227148 | 38.3066 | -76.659 | LOWLEONARD1 | 12.5 | PJM
227149 | 38.3066 | -76.659 | LOWLEONARD2 | 12.5 | PJM
227150 | 38.2577 | -76.4759 | LOWLEXPARK1 | 12.5 | PJM
227151 | 38.2577 | -76.4759 | LOWLEXPARK2 | 12.5 | PJM
227152 | 38.5481 | -77.0451 | LOWMARSHALL | 12.5 | PJM
227153 | 38.595 | -77.1232 | LOWMASON1 | 12.5 | PJM
227154 | 38.595 | -77.1232 | LOWMASON2 | 12.5 | PJM
227155 | 38.6812 | -76.864 | LOWMATTA1 | 12.5 | PJM
227156 | 38.6812 | -76.864 | LOWMATTA2 | 12.5 | PJM
227157 | 38.4909 | -77.0702 | LOWMCCONCH | 12.5 | PJM
227158 | 38.4425 | -76.7288 | LOWMECHANIC | 12.5 | PJM
227159 | 38.2909 | -76.7692 | LOWMILESTOWN | 12.5 | PJM
227160 | 39.4106 | -75.9181 | LOWMTHARMONY | 12.5 | PJM
227161 | 38.4839 | -76.5407 | LOWMUTUAL | 12.5 | PJM
227162 | 38.394 | -76.9583 | LOWNEWBURG | 12.5 | PJM
227163 | 38.4981 | -76.9443 | LOWNEWTOWN | 12.5 | PJM
227164 | 38.3953 | -76.6571 | LOWOAKVILLE | 12.5 | PJM
227165 | 38.276 | -76.4658 | LOWPATXPK1 | 12.5 | PJM
227166 | 38.276 | -76.4658 | LOWPATXPK2 | 12.5 | PJM
227167 | 38.1563 | -76.5214 | LOWPINEYPT | 12.5 | PJM
227170 | 38.535 | -76.5956 | LOWPRFRED1 | 12.5 | PJM
227171 | 38.535 | -76.5956 | LOWPRFRED2 | 12.5 | PJM
227172 | 38.2725 | -76.404 | LOWPRNAS3-1 | 13.8 | PJM
227173 | 38.2725 | -76.404 | LOWPRNAS3-2 | 13.8 | PJM
227174 | 38.2725 | -76.404 | LOWPRNAS4-1 | 13.8 | PJM
227175 | 38.2725 | -76.404 | LOWPRNAS4-2 | 13.8 | PJM
227176 | 38.2467 | -76.585 | LOWREDGATE | 12.5 | PJM
227177 | 38.1222 | -76.3699 | LOWRIDGE | 12.5 | PJM
227178 | 38.4375 | -76.8235 | LOWRYCEVILLE | 12.5 | PJM
227179 | 38.3486 | -76.456 | LOWSOLLERS | 12.5 | PJM
227180 | 38.3486 | -76.456 | LOWSOLOMON | 12.5 | PJM
227181 | 38.3044 | -76.5238 | LOWSTANDREW1 | 12.5 | PJM
227182 | 38.3044 | -76.5238 | LOWSTANDREW2 | 12.5 | PJM
227183 | 38.5711 | -76.894 | LOWSTCHAR1 | 12.5 | PJM
227184 | 38.5711 | -76.894 | LOWSTCHAR2 | 12.5 | PJM
227185 | 38.1898 | -76.3914 | LOWSTJAMES | 12.5 | PJM
227186 | 38.4615 | -76.498 | LOWSTLEONARD | 12.5 | PJM
227187 | 38.6628 | -76.6105 | LOWSUNDER1 | 12.5 | PJM
227188 | 38.6628 | -76.6105 | LOWSUNDER2 | 12.5 | PJM
227189 | 38.3144 | -76.889 | LOWTOMPKINS | 12.5 | PJM
227190 | 38.1945 | -76.5131 | LOWVALLEY | 12.5 | PJM
227191 | 38.6136 | -76.9305 | LOWWALDORF1 | 12.5 | PJM
227192 | 38.6136 | -76.9305 | LOWWALDORF2 | 12.5 | PJM
227193 | 38.6519 | -76.8782 | LOWWBRANDY | 12.5 | PJM
227194 | 38.1532 | -76.3759 | LOWWEBSTER | 12.5 | PJM
227195 | 38.6305 | -76.9179 | LOWWESTLAKE1 | 12.5 | PJM
227196 | 38.6305 | -76.9179 | LOWWESTLAKE2 | 12.5 | PJM
227197 | 38.4981 | -76.9442 | LOWWOODEDGLE | 12.5 | PJM
175020 | X | X | LOYALIST1 | 115 | CORNWALL | DLOYALIST1 | 45.2981 | -74.1424 | 1 |  | Out of Area
187394 | X | X | LP12I1 | 12.9 | TE
187395 | X | X | LP12I2 | 12.9 | TE
187396 | X | X | LP12I3 | 12.9 | TE
187397 | X | X | LP12I4 | 12.9 | TE
187398 | X | X | LP12I5 | 12.9 | TE
187399 | X | X | LP12I6 | 12.9 | TE
402694 |  |  | LPLAC SL_TER | 13.2 | DEF
525788 |  |  | LRNZ_COL 1 | 34.5 | SPP
525787 |  |  | LRNZ_GSU 1 | 34.5 | SPP
525785 |  |  | LRNZ_GT1 1 | 0.5 | SPP
525786 |  |  | LRNZ_GT2 1 | 0.5 | SPP
525801 | 33.8083 | -101.4832 | LRNZ_MPT 3 | 115 | SPP | X | X | X | 0 | Yes
525781 |  |  | LRNZ1.7_GEN1 | 0.7 | SPP
525784 |  |  | LRNZ2.0_GEN1 | 0.7 | SPP
525782 |  |  | LRNZ2.1_GEN1 | 0.7 | SPP
525783 |  |  | LRNZ2.3_GEN1 | 0.7 | SPP
409180 | 27.6607 | -82.3757 | LTLMANRVR PV | 230 | FRCC | X | X | X | 0 | Yes
658128 |  |  | LUVERNEMUNS8 | 69 | SPP | LUVERNEMUNE8 | 43.4654 | -96.2597 | 1
658124 |  |  | LUVERNEMUNW8 | 69 | SPP | LUVERNE -LO8 | 43.4621 | -96.2461 | 1
189714 | X | X | LVD<D> | 735 | TE | X | X | X | 0 | Yes | Out of Area
189814 | X | X | LVD<E> | 735 | TE | X | X | X | 0 | Yes | Out of Area
189914 | X | X | LVD<F> | 735 | TE | X | X | X | 0 | Yes | Out of Area
549894 |  |  | MAC GT#3&4 1 | 13.8 | SPP
629590 |  |  | MADISON REC8 | 69 | MISO
458659 |  |  | MAGNOLIA_PV | 34.5 | FRCC
458676 |  |  | MAGNOLIA_TP | 69 | FRCC | IMPRLK T | 27.97 | -82.02 | 1
458660 |  |  | MAGNOLIA_TR | 13.8 | FRCC
187157 | X | X | MAISO1 | 12.9 | TE
187159 | X | X | MAISO2 | 12.9 | TE
187160 | X | X | MAISO3 | 12.9 | TE
528194 |  |  | MALAGABEND 3 | 115 | SPP | PHANTOM 3 | 32.1898 | -103.7989 | 1
126121 |  |  | MANCH B1 | 13.8 | NYISO
126122 |  |  | MANCH B2 | 13.8 | NYISO
661909 |  |  | MANDAN29 | 13.8 | MISO
184010 | X | X | MANDIN | 161 | TE | DDONO1 | 48.77 | -72.49 | 1 |  | Out of Area
154239 | X | X | MANORDAL_R3J | 118 | IESO | X | X | X | 0 | Yes | Out of Area
181121 | X | X | MANOUANESIPI | 120 | TE | [5 empty] | Out of Area
219807 | 40.1011 | -74.7468 | MANSF_L1 | 13.2 | PJM
219808 | 40.1011 | -74.7468 | MANSF_L2 | 13.2 | PJM
219806 | 40.1011 | -74.7468 | MANSFIELD | 230 | PJM | WILLIAMS203 | 40.1104 | -74.7291 | 1
219240 |  |  | MANTUACREK E | 26.4 | PJM | GLOUCSTR_26 | 39.8734 | -75.1381 | 1
693441 |  |  | MARATHN CLR1 | 34.5 | MISO
693440 |  |  | MARATHN CLR2 | 34.5 | MISO
629562 |  |  | MARENGO REC8 | 69 | MISO
629564 |  |  | MARNGO ESTRN | 69 | MISO | HOMESTEA | 41.702 | -91.9113 | 2
227063 | 38.5481 | -77.0451 | MARSHALL CRN | 69 | PJM
227064 | 38.595 | -77.1232 | MASONSPRING1 | 69 | PJM
227065 | 38.595 | -77.1232 | MASONSPRING2 | 69 | PJM | FARMSM131 | 38.7734 | -76.959 | 2
693763 |  |  | MASONVILLE | 12.5 | MISO
227066 | 38.6812 | -76.864 | MATTA TAP | 69 | PJM | BRCHLSM | 38.7434 | -76.9111 | 2
226927 | 38.6812 | -76.864 | MATTA_CT1 | 20 | PJM
226928 | 38.6812 | -76.864 | MATTA_CT2 | 20 | PJM
226926 | 38.6812 | -76.864 | MATTA_ST | 22 | PJM
226925 | 38.6809 | -76.864 | MATTA_TAP | 230 | PJM | BURCH230 | 38.7384 | -76.8713 | 1
227067 | 38.6812 | -76.864 | MATTAWOMAN | 69 | PJM | BRCHLSM | 38.7434 | -76.9111 | 1
680592 |  |  | MAYCOULEE | 69 | MISO | GARDENV8 | 44.3842 | -91.0058 | 2
605572 |  |  | MAYCOULTAP | 69 | MISO | GARDENV8 | 44.3842 | -91.0058 | 1
629979 |  |  | MAYTAG J1 8 | 69 | MISO | NEWTON 8 | 41.7025 | -93.0623 | 1
630950 |  |  | MCCALLSBURG8 | 69 | MISO
227068 | 38.4909 | -77.0702 | MCCONCHIE | 69 | PJM
175008 | X | X | MCCONNELL1 | 115 | CORNWALL | X | X | X | 0 | Yes | Out of Area
106037 | 44.2593 | -72.0608 | MCINDOES GEN | 34.5 | ISO-NE | X | X | X | 0 | Yes
404131 |  |  | MCM_TP | 138 | FRCC | MILLHOPPER-S | 29.7043 | -82.3881 | 1
655516 |  |  | MCSINCRK-ER8 | 69 | SPP | MOS-ABDN-ER8 | 44.1086 | -97.573 | 1
458434 |  |  | MD_GSU1_LV | 34.5 | FRCC
458436 |  |  | MD_GSU2_LV | 34.5 | FRCC
458441 |  |  | MD_GSU3_LV | 34.5 | FRCC
458446 |  |  | MD_GSU4_LV | 34.5 | FRCC
636087 |  |  | MEC DAK CIT8 | 69 | MISO | HUMBOLDT E8 | 42.7307 | -94.1857 | 1
227069 | 38.4425 | -76.7288 | MECHANICS | 69 | PJM
212555 | 41.0072 | -75.5471 | MECK DC | 69 | PL | MECK | 41.0072 | -75.5471 | 1
527954 |  |  | MEDANOS 3 | 115 | SPP | LIVSTNRIDGE3 | 32.3914 | -103.5849 | 1
630966 |  |  | MELBOURNREC8 | 69 | MISO
630967 |  |  | MELBRNRECTP8 | 69 | MISO | TIMBERCREEK8 | 42.0056 | -92.9358 | 2
660349 |  |  | MELLETTE | 34.5 | SPP | REDFIELD 9 | 44.8967 | -98.5017 | 2
660144 |  |  | MENNO | 34.5 | SPP
660145 |  |  | MENNO JCT | 34.5 | SPP
660143 |  |  | MENNO KANEB | 34.5 | SPP
660140 |  |  | MERIDIAN JCT | 34.5 | SPP
154636 | X | X | MERIVALE_MTS | 8.3 | IESO
100565 | 44.1415 | -70.1845 | MERRILL RD | 345 | ISO-NE | X | X | X | 0 | Yes
629665 |  |  | METFORM J1 8 | 69 | MISO
629676 |  |  | METFORM J2 8 | 69 | MISO
407165 |  |  | MGS_GT5 | 13.8 | FRCC
407166 |  |  | MGS_GT7 | 13.8 | FRCC
309856 |  |  | MHOPECHT | 100 | SERC | RNDLPH T | 35.9742 | -79.7023 | 1
308674 |  |  | MHOPECHTWH | 100 | SERC | VANDALIA | 35.9952 | -79.665 | 1
212300 | 41.1991 | -76.8737 | MICR | 69 | PL | MICR TP | 41.1991 | -76.8737 | 1
122041 |  |  | MIDDLETWN_G2 | 13.8 | ISO-NE
122042 |  |  | MIDDLETWN_G3 | 22 | ISO-NE
227070 | 38.2909 | -76.7692 | MILESTOWN | 69 | PJM
146884 | 41.5128 | -74.6264 | MILFORD | 34.5 | NYISO | X | X | X | 0 | Yes
660325 |  |  | MILLER | 69 | SPP
660365 |  |  | MILLER 69 WY | 69 | SPP
629548 |  |  | MILLERSBURG8 | 69 | MISO
103188 |  |  | MILO_COL | 46 | ISO-NE
103191 |  |  | MILO_GEN | 0.6 | ISO-NE
103190 |  |  | MILO_GSU | 46 | ISO-NE
153643 | X | X | MINDEN_TS_J | 44 | IESO
660204 |  |  | MIT 12THAV J | 34.5 | SPP
660207 |  |  | MIT 2145 JCT | 34.5 | SPP
660203 |  |  | MIT BRIDLE | 34.5 | SPP
660211 |  |  | MIT EDGERTON | 34.5 | SPP
660202 |  |  | MIT FOSTST T | 34.5 | SPP
660205 |  |  | MIT JR.HIGH | 34.5 | SPP
660213 |  |  | MIT KIMBALL | 34.5 | SPP
660206 |  |  | MIT LAKE | 34.5 | SPP
660215 |  |  | MIT NO.WEST | 34.5 | SPP
660212 |  |  | MIT NORWAY T | 34.5 | SPP
660209 |  |  | MIT OHLMAN | 34.5 | SPP
660210 |  |  | MIT OHLMAN J | 34.5 | SPP
660208 |  |  | MIT OHLMAN T | 34.5 | SPP
660201 |  |  | MIT PARK | 34.5 | SPP
660200 |  |  | MIT TRANSMSN | 34.5 | SPP
672301 | X | X | MLTC | 4.2 | SPC
533430 |  |  | MNDRGCT3 | 115 | SPP | MOUNDRG3 | 38.1624 | -97.5291 | 1
210943 |  |  | MOBE TP1 | 69 | PL | FACT TP1 | 40.7654 | -75.2771 | 1
401754 |  |  | MOCASSIN | 230 | FRCC | MANATEE | 27.6039 | -82.3456 | 1
548823 |  |  | MOCTYG1-13 | 13.8 | SPP
548824 |  |  | MOCTYG2-13 | 13.8 | SPP
126013 |  |  | MONTGMRY1 | 13.8 | NYISO
126014 |  |  | MONTGMRY2 | 13.8 | NYISO
658172 | 46.8399 | -96.7037 | MOORHED4 | 230 | SPP | FARGO 4 | 46.8347 | -96.9486 | 1
658170 | 46.768 | -96.7486 | MOORHED7 | 115 | SPP
546212 |  |  | MORRIS 5 | 161 | SPP | KAW W 5 | 39.0739 | -94.7709 | 1
227071 | 39.4106 | -75.9181 | MOUNTHARMONY | 69 | PJM
658160 |  |  | MPSBROOK | 115 | SPP | FARGO 7 | 46.8347 | -96.9486 | 1
658164 |  |  | MPSCENT7 | 115 | SPP
658166 |  |  | MPSNE 7 | 115 | SPP
658168 |  |  | MPSOPP 7 | 115 | SPP
658162 |  |  | MPSSE 7 | 115 | SPP | FARGO 7 | 46.8347 | -96.9486 | 2
340169 | 37.5697 | -87.7978 | MRGNREACTOR | 69 | MISO | X | X | X | 0 | Yes
543157 |  |  | MRSHL_CTYS1 | 12.5 | SPP
543159 |  |  | MRSHL_MIAMI1 | 12.5 | SPP
543158 |  |  | MRSHL_SLR_1 | 0.4 | SPP
520559 |  |  | MRTA34_2 | 69 | SPP | MARIETA2 | 33.9009 | -97.0852 | 1
541194 |  |  | MRVL44_1 | 34.5 | SPP
541195 |  |  | MRVL44_TER1 | 13.1 | SPP
318405 |  |  | MS SLR3 SUB | 26.4 | MISO
180089 | X | X | MSIPI | 13.8 | TE
226902 | 38.929 | -76.991 | MT VERN 13 | 13.8 | PJM
226900 | 38.929 | -76.991 | MT VERN 230 | 230 | PJM | WATER230 | 38.8862 | -77.0075 | 1
660252 |  |  | MT VERNON 8 | 69 | SPP
660232 |  |  | MT.VERNON | 69 | SPP
660231 |  |  | MT.VERNON T | 69 | SPP
192443 | X | X | MTALBION125 | 12.5 | NB
401982 |  |  | MTBE34A | 34.5 | FRCC
401983 |  |  | MTBE34B | 34.5 | FRCC
401978 |  |  | MTBESS6A | 0.6 | FRCC
401979 |  |  | MTBESS6B | 0.6 | FRCC
401980 |  |  | MTBESS6C | 0.6 | FRCC
401967 | 27.6039 | -82.3456 | MTBESSA | 230 | FRCC | X | X | X | 0 | Yes
401968 | 27.6039 | -82.3456 | MTBESSB | 230 | FRCC | X | X | X | 0 | Yes
401969 | 27.6039 | -82.3456 | MTBESSC | 230 | FRCC | X | X | X | 0 | Yes
401634 |  |  | MTBSA_TR | 13.8 | FRCC
401635 |  |  | MTBSB_TR | 13.8 | FRCC
401636 |  |  | MTBSC_TR | 13.8 | FRCC
187004 | X | X | MTLNO1 | 12.9 | TE
187241 | X | X | MTLNO2 | 12.9 | TE
187242 | X | X | MTLNO3 | 12.9 | TE
187243 | X | X | MTLNO4 | 12.9 | TE
187244 | X | X | MTLNO5 | 12.9 | TE
184988 | X | X | MTLPL | 49.2 | TE
630976 |  |  | MTOWN NORTH8 | 69 | MISO | FLETCHR J2 8 | 42.2187 | -93.0012 | 1
629715 |  |  | MTOWN REC8 | 69 | MISO | FLETCHR J2 8 | 42.2187 | -93.0012 | 1
187108 | X | X | MTROY1 | 12.9 | TE
187116 | X | X | MTROY2 | 12.9 | TE
187117 | X | X | MTROY3 | 12.9 | TE
187121 | X | X | MTROY4 | 12.9 | TE
693536 |  |  | MUDWATER | 69 | MISO | WIN 69 | 44.1018 | -88.7236 | 2
693535 |  |  | MUDWATER TAP | 69 | MISO | WIN 69 | 44.1018 | -88.7236 | 1
509048 |  |  | MURVAULTP | 138 | SPP | MURVAUL4 | 31.95 | -94.41 | 1
655968 |  |  | MUSKRAT -MW7 | 115 | SPP | BIGBEND -MW7 | 48.2197 | -101.9653 | 1
513074 |  |  | MUSKSWKM 2 | 69 | SPP | OKAYGR 2 | 35.8561 | -95.311 | 1
401058 | 26.7017 | -81.6808 | MUSTANG | 230 | FRCC | ALVA | 26.7036 | -81.6004 | 1
527171 |  |  | MUSTANG_7S | 34.5 | SPP
227072 | 38.4839 | -76.5407 | MUTUAL | 69 | PJM | CHALSM69 | 38.5604 | -76.6886 | 2
111063 |  |  | MYSTIC 7GT | 22 | ISO-NE
113032 | 42.6329 | -72.0715 | N BLDWNVL_A1 | 69 | ISO-NE | X | X | X | 0 | Yes
113055 | 42.6135 | -72.0709 | N BLDWNVL_B2 | 69 | ISO-NE | VERNON VT | 42.7802 | -72.5159 | 1
629546 | 41.478 | -92.1424 | N ENG REC8 | 69 | MISO | PARNEL 8 | 41.5644 | -92.0645 | 2
629545 | 41.5181 | -92.052 | N ENGLISH T8 | 69 | MISO | PARNEL 8 | 41.5644 | -92.0645 | 1
259688 |  |  | N MORROW 1T | 7.2 | MISO
259689 |  |  | N MORROW 2T | 7.2 | MISO
259686 |  |  | N MORROW N | 46 | MISO | AIR BRAKE J | 42.278 | -85.4446 | 1
259687 |  |  | N MORROW S | 46 | MISO | HYTRON T | 42.2893 | -85.5158 | 1
547730 | 37.3902 | -94.5108 | N_FRK_RDG | 161 | SPP | ASB349 5 | 37.361 | -94.5918 | 1
547731 |  |  | N_FRK_RDG | 34.5 | SPP
182418 | X | X | NARC69 | 69 | TE | [5 empty] | Out of Area
149910 |  |  | NATFUEL | 34.5 | NYISO | STA127 | 43.14 | -76.79 | 1
269416 | 42.2896 | -83.1556 | NAVAR5-8 | 24 | MISO | X | X | X | 0 | Yes
118196 |  |  | NAVY CHP | 13.8 | ISO-NE | NAVY | 41.5287 | -71.3104 | 1
130047 |  |  | NAVY ROAD | 23 | NYISO | AMGNST1 | 40.6181 | -73.6482 | 1
214324 | 39.8899 | -75.1851 | NAVYYD | 13.8 | PJM
214316 | 39.8899 | -75.1851 | NAVYYD_1 | 230 | PJM | ISLANDRD | 39.9011 | -75.2372 | 2
214317 | 39.8899 | -75.1851 | NAVYYD_2 | 230 | PJM | PENROSE75 | 39.9007 | -75.2017 | 2
214319 | 39.8899 | -75.1851 | NAVYYD1T | 230 | PJM | ISLANDRD | 39.9011 | -75.2372 | 2
214320 | 39.8899 | -75.1851 | NAVYYD3 | 230 | PJM | PENROSE75 | 39.9007 | -75.2017 | 2
214323 | 39.8899 | -75.1851 | NAVYYD3T | 230 | PJM
214322 | 39.8899 | -75.1851 | NAVYYD4 | 230 | PJM
214318 | 39.8899 | -75.1851 | NAVYYD75 | 230 | PJM | ISLANDRD | 39.9011 | -75.2372 | 1
214321 | 39.8899 | -75.1851 | NAVYYDPL | 230 | PJM | PENROSE75 | 39.9007 | -75.2017 | 1
210964 | 40.7546 | -75.3253 | NAZA TIE2 | 69 | PL | CHHI 2 | 40.7677 | -75.3017 | 1
648601 | 40.6183 | -95.7806 | NC1GA1X9 | 4.2 | SPP | X | X | X | 0 | Yes
648602 | 40.6183 | -95.7806 | NC1GA1Y9 | 4.2 | SPP | X | X | X | 0 | Yes
648603 | 40.6183 | -95.7806 | NC1GA2X9 | 4.2 | SPP | X | X | X | 0 | Yes
648604 | 40.6183 | -95.7806 | NC1GA2Y9 | 4.2 | SPP | X | X | X | 0 | Yes
648600 | 40.6183 | -95.7806 | NC1HS 5 | 161 | SPP | S1258 5 | 40.6183 | -95.7806 | 1
648605 | 40.6183 | -95.7806 | NC1HS1X9 | 4.2 | SPP | X | X | X | 0 | Yes
648606 | 40.6183 | -95.7806 | NC1HS1Y9 | 4.2 | SPP | X | X | X | 0 | Yes
648607 | 40.6183 | -95.7806 | NC1HS2X9 | 4.2 | SPP | X | X | X | 0 | Yes
648608 | 40.6183 | -95.7806 | NC1HS2Y9 | 4.2 | SPP | X | X | X | 0 | Yes
645117 |  |  | NC2B1 9 | 13.8 | SPP
645118 |  |  | NC2B2 9 | 13.8 | SPP
648611 | 40.6183 | -95.7806 | NC2GA1X9 | 4.2 | SPP | X | X | X | 0 | Yes
648612 | 40.6183 | -95.7806 | NC2GA1Y9 | 4.2 | SPP | X | X | X | 0 | Yes
648613 |  |  | NC2GA2X9 | 13.8 | SPP
648614 |  |  | NC2GA2Y9 | 13.8 | SPP
648610 |  |  | NC2HS 5 | 161 | SPP | S1258 5 | 40.6183 | -95.7806 | 1
648615 |  |  | NC2HS1X9 | 13.8 | SPP
648616 |  |  | NC2HS1Y9 | 13.8 | SPP
648617 | 40.6183 | -95.7806 | NC2HS2X9 | 4.2 | SPP | X | X | X | 0 | Yes
648618 | 40.6183 | -95.7806 | NC2HS2Y9 | 4.2 | SPP | X | X | X | 0 | Yes
605091 | 44.6066 | -94.077 | NE ARLNGTM8 | 69 | MISO | X | X | X | 0 | Yes
543160 |  |  | NEAST_DG1 | 4.2 | SPP
543166 |  |  | NEASTOTTW5 | 161 | SPP | SEOTTWA5 | 38.5871 | -95.2535 | 1
189280 | X | X | NEM<B> | 735 | TE | X | X | X | 0 | Yes | Out of Area
401738 |  |  | NEPTUNE 1 | 230 | FRCC | RANCH | 26.675 | -80.2195 | 1
627048 |  |  | NEV19TH J2 8 | 69 | MISO | MAXWELL8 | 41.9072 | -93.4022 | 1
226908 | 38.9617 | -77.0108 | NEW HRVD 13 | 13.8 | PJM
226909 | 38.9617 | -77.0108 | NEW HRVD 230 | 230 | PJM
693543 |  |  | NEW LYS | 69 | MISO | LYT 69 | 43.7066 | -89.8781 | 2
693542 |  |  | NEW LYS TAP | 69 | MISO | LYT 69 | 43.7066 | -89.8781 | 1
227073 | 38.5338 | -76.7858 | NEW MARKET | 69 | PJM | CHALSM69 | 38.5604 | -76.6886 | 1
309823 |  |  | NEWALLEN | 100 | SERC | MCADENVL | 35.2685 | -81.083 | 1
227074 | 38.394 | -76.9583 | NEWBURG | 69 | PJM | MORG NORTH | 38.3595 | -76.9639 | 1
309879 |  |  | NEWELLTB | 100 | SERC | HARRISBG | 35.3129 | -80.6924 | 1
227075 | 38.4981 | -76.9443 | NEWTOWN | 69 | PJM | HAWK 69 | 38.5474 | -76.9071 | 1
513038 |  |  | NGRESKM 2 | 69 | SPP | 2BRUSHY | 35.552 | -94.7285 | 1
209942 | 40.2928 | 40.2928 | NHARR TP1 | 69 | PL | HARR | 40.2579 | -76.8572 | 1
546751 | 39.1684 | -94.6964 | NM4BUS | 161 | SPP | X | X | X | 0 | Yes
184011 | X | X | NMD25A | 26.4 | TE
629960 |  |  | NO ENGLISH 8 | 69 | MISO | PARNEL 8 | 41.5644 | -92.0645 | 2
218753 | 40.4581 | -74.4788 | NORBRUNS_L1 | 13.2 | PJM
218754 | 40.4581 | -74.4788 | NORBRUNS_L2 | 13.2 | PJM
218751 | 40.4581 | -74.4788 | NORBRUNS69 | 69 | PJM | BRUNSWCK_69 | 40.4462 | -74.4615 | 1
620371 |  |  | NORCROSS 9 | 41.6 | MISO
102026 |  |  | NORDIC AQ | 34.5 | ISO-NE | BELFAST WEST | 44.5015 | -69.941 | 1
629569 |  |  | NORWAY8 | 69 | MISO
152630 | X | X | NOTRE_DEVLPM | 118 | IESO | DANE_J_D3K | 47.87 | -80.05 | 1 |  | Out of Area
655850 |  |  | NRTINDHL-MK7 | 115 | SPP | INDIANHL-MK7 | 47.7541 | -103.5646 | 1
659140 |  |  | NRTSHORE-BE4 | 230 | SPP | TANDE___-BE4 | 48.4078 | -102.8596 | 1
659141 |  |  | NRTSHORE-BE7 | 115 | SPP | BROOKBNK-MW7 | 48.3031 | -102.233 | 1
659142 |  |  | NRTSHORE-BE9 | 13.8 | SPP
629567 |  |  | NRWY WTKN T8 | 69 | MISO
608920 |  |  | NTS STATCOM | 19.5 | MISO
119991 | 41.9787 | -72.5105 | NUTMEG | 99 | ISO-NE
121838 |  |  | NUTMEG | 13.8 | ISO-NE
121839 |  |  | NUTMEG | 34.5 | ISO-NE
121840 |  |  | NUTMEG_CL | 34.5 | ISO-NE
121841 |  |  | NUTMEG_G | 0.4 | ISO-NE
655752 |  |  | NWMDNTAP-MG7 | 115 | SPP | NEWSALEM-MG7 | 47.0725 | -101.0166 | 1
135590 | 40.5172 | -79.1937 | NY_HOMER_STO | 345 | NYISO | X | X | X | 0 | Yes
130874 | 40.5172 | -79.1937 | NY_HOMER_WAT | 345 | NYISO | X | X | X | 0 | Yes
130875 | 41.3129 | -77.9824 | NY_MAINESBUR | 345 | NYISO | X | X | X | 0 | Yes
135591 | 41.8422 | -78.4091 | NY_PIERCEBRK | 345 | NYISO | X | X | X | 0 | Yes
337468 |  |  | OAK RIDGE | 34.5 | MISO
660353 |  |  | OAK TREE W T | 69 | SPP | CLARK JCT 8 | 44.8464 | -99.5747 | 1
147312 | 41.0438 | -73.9653 | OAK_ST | 138 | NYISO | BURNS138 | 41.1132 | -74.0339 | 1
309714 | 35.2239 | -80.3339 | OAKBOROPV | 100 | SERC | OAKBOROR | 35.2239 | -80.3339 | 1
227076 | 38.3953 | -76.6571 | OAKVILLE | 69 | PJM
629406 |  |  | OBSIDIAN 8 | 69 | MISO
630999 |  |  | OGDENMUNI8 | 69 | MISO
630998 |  |  | OGDENMUNIT8 | 69 | MISO
630997 |  |  | OGDENREC8 | 69 | MISO
126006 |  |  | OHIOVLE13B1 | 13.8 | NYISO
126007 |  |  | OHIOVLE13B2 | 13.8 | NYISO
401273 | 27.721 | -80.7384 | OKE1-4W122 | 26 | FRCC | X | X | X | 0 | Yes
401280 | 27.721 | -80.7384 | OKE1-4W229 | 26 | FRCC | X | X | X | 0 | Yes
655966 |  |  | OLIVER -MW7 | 115 | SPP | ELLISVIL-MW7 | 48.0318 | -103.388 | 1
608818 |  |  | OLIVER19 | 34.5 | MISO
660146 |  |  | OLIVET | 34.5 | SPP
605220 |  |  | OLIVIAN8 | 69 | MISO | KNGMN R8 | 44.7766 | -94.9757 | 1
513124 | 36.3836 | -95.655 | OOLOGAHKM 4 | 138 | SPP | X | X | X | 0 | Yes
189520 | X | X | OPIN1-BLC1 | 735 | TE | LG2735 | 53.7853 | -77.4539 | 1 |  | Out of Area
189521 | X | X | OPIN1-BLC2 | 735 | TE | NEM<C> | 51.7115 | -76.0394 | 1 |  | Out of Area
189530 | X | X | OPIN2-BLC1 | 735 | TE | RAD735 | 53.5226 | -77.6666 | 1 |  | Out of Area
189531 | X | X | OPIN2-BLC2 | 735 | TE | NEM735 | 51.7115 | -76.0394 | 2 |  | Out of Area
189540 | X | X | OPIN3-BLC1 | 735 | TE | RAD735 | 53.5226 | -77.6666 | 1 |  | Out of Area
189541 | X | X | OPIN3-BLC2 | 735 | TE | NEM<A> | 51.7115 | -76.0394 | 1 |  | Out of Area
402421 |  |  | ORANGE CTY W | 115 | DEF | ORANGE CITY1 | 28.9773 | -81.3242 | 1
660407 |  |  | ORDWAY | 34.5 | SPP
660406 |  |  | ORDWAY T | 34.5 | SPP
185430 | X | X | ORFORA | 120 | TE | SHR120 | 45.4125 | -72.0013 | 2 |  | Out of Area
103072 |  |  | OT MILL_13 | 13.8 | ISO-NE
103096 |  |  | OT MILL_GT | 4.2 | ISO-NE
103077 |  |  | OT MILL_ST | 4.2 | ISO-NE
405719 |  |  | OUC_Q3_PV | 34.5 | FRCC
405718 |  |  | OUC_Q3_TR | 13.8 | FRCC
407425 |  |  | OUC_Q4_PV | 34.5 | FRCC
407424 |  |  | OUC_Q4_TR | 13.8 | FRCC
541543 | 40.5336 | -95.3554 | OUTLAW | 345 | SPP | ROCKCK7 | 40.256 | -95.3765 | 1
541546 | 40.5336 | -95.3554 | OUTLAW_G1_1 | 0.7 | SPP
541549 | 40.5336 | -95.3554 | OUTLAW_G21_1 | 0.7 | SPP
541550 | 40.5336 | -95.3554 | OUTLAW_G22_1 | 0.7 | SPP
541545 | 40.5336 | -95.3554 | OUTLAW_P1_1 | 34.5 | SPP
541548 | 40.5336 | -95.3554 | OUTLAW_P2_1 | 34.5 | SPP
541544 | 40.5336 | -95.3554 | OUTLAW_T1_1 | 34.5 | SPP
541547 | 40.5336 | -95.3554 | OUTLAW_T2_1 | 34.5 | SPP
541551 | 40.5336 | -95.3554 | OUTLAW_TR1_1 | 13.8 | SPP
541552 | 40.5336 | -95.3554 | OUTLAW_TR2_1 | 13.8 | SPP
100781 |  |  | OXF_PV_GEN1 | 0.6 | ISO-NE
100784 |  |  | OXF_PV_GEN2 | 0.6 | ISO-NE
100782 |  |  | OXF_PV_GSU1 | 12.5 | ISO-NE
100785 |  |  | OXF_PV_GSU2 | 12.5 | ISO-NE
100783 |  |  | OXF_PV_POI1 | 12.5 | ISO-NE
100786 |  |  | OXF_PV_POI2 | 12.5 | ISO-NE
100780 |  |  | OXFORD | 12.5 | ISO-NE
528574 |  |  | OXY_NHU_RCF3 | 115 | SPP | W_BENDER 3 | 32.726 | -103.196 | 1
340162 |  |  | P&M | 69 | MISO
107791 | 44.1667 | -73.2579 | PANT_GSU_HS | 115 | ISO-NE | VERGENNES | 44.1667 | -73.2554 | 1
107792 |  |  | PANT_GSU_LS | 34.5 | ISO-NE
107793 |  |  | PANT_PV_T1 | 34.5 | ISO-NE
523933 |  |  | PANTEX_S 1 | 12.5 | SPP
523936 |  |  | PANTEX_WIND1 | 0.7 | SPP
523934 |  |  | PANTEXWND 1 | 34.5 | SPP
523935 |  |  | PANTEXWNDCC1 | 34.5 | SPP
109157 |  |  | PANTON_PV | 0.6 | ISO-NE
188245 | X | X | PAQUIN | 120 | TE | [5 empty] | Out of Area
132004 | 42.1023 | -76.7939 | PAR | 230 | NYISO | 26E.TWANDA | 41.7592 | -76.4305 | 1
309633 |  |  | PARISMTN | 100 | SERC | LANGST W | 34.9086 | -82.4283 | 1
210393 | 40.5759 | -75.6313 | PARK 100 | 69 | PL | AMCO TP1 | 40.5597 | -75.606 | 2
210394 |  |  | PARK 100 | 13.8 | PL
210392 | 40.5697 | -75.6291 | PARK 100 TP | 69 | PL | AMCO TP1 | 40.5597 | -75.606 | 1
404106 | 29.5657 | -82.4743 | PARKR-T77 | 138 | FRCC | X | X | X | 0 | Yes
660218 |  |  | PARKSTON | 34.5 | SPP
629542 |  |  | PARNEL REC8 | 69 | MISO | PARNEL 8 | 41.5644 | -92.0645 | 1
309606 |  |  | PARTINPV | 100 | SERC | MITCHL R | 36.2611 | -80.7833 | 1
103170 |  |  | PASSAD CDVAR | 0.5 | ISO-NE
103165 |  |  | PASSAD_AG1 | 34.5 | ISO-NE
103168 |  |  | PASSAD_AG2 | 34.5 | ISO-NE
103164 |  |  | PASSAD_COLSS | 34.5 | ISO-NE
103162 |  |  | PASSAD_PCBKR | 34.5 | ISO-NE
103167 |  |  | PASSAD_PPCTO | 34.5 | ISO-NE
103163 |  |  | PASSADDBLCKT | 34.5 | ISO-NE
103166 |  |  | PASSADGENAG1 | 0.7 | ISO-NE
103169 |  |  | PASSADGENAG2 | 0.7 | ISO-NE
152751 | X | X | PAT_ST_T1GTG | 34.5 | IESO | ALGOMA_ST313 | 46.1983 | -82.7223 | 1
187674 | X | X | PATRIO25A | 26.4 | TE
187672 | X | X | PATRIO315A | 315 | TE | CHE315 | 45.5875 | -74.0603 | 2 |  | Out of Area
187673 | X | X | PATRIO315B | 315 | TE | CHE315 | 45.5875 | -74.0603 | 2 |  | Out of Area
227077 | 38.276 | -76.4658 | PATUXENTPK | 69 | PJM | HEWTSME | 38.4424 | -76.8183 | 1
227078 | 38.2731 | -76.4568 | PAX RVR SW | 69 | PJM | HEWTSME | 38.4424 | -76.8183 | 2
227079 | 38.2857 | -76.4384 | PAX SO GATE | 69 | PJM
105775 |  |  | PBRGH_DVAR | 0.5 | ISO-NE
219918 |  |  | PDPW_SOLAR | 13.2 | PJM | MT ROSE_L1 | 40.3379 | -74.6866 | 1
191032 | X | X | PENOBSCOT | 69 | NB | WASHBURN | 46.88 | -68.1 | 1 |  | Out of Area
214327 | 40.2151 | -75.4519 | PERKIOMN | 230 | PJM | X | X | X | 0 | Yes
513056 |  |  | PERKTPKM 2 | 69 | SPP | 2PERK | 35.9215 | -95.2009 | 1
630871 |  |  | PERRIN8 | 69 | MISO | BVR CHN J2 8 | 41.8103 | -90.2343 | 1
629880 |  |  | PERRY REC 8 | 69 | MISO
629875 |  |  | PERRYRECTP8 | 69 | MISO
105777 |  |  | PETERBOROUGH | 34.5 | ISO-NE | MONADNOCK | 42.8299 | -72.1676 | 1
105778 |  |  | PETERBOROUGH | 0.6 | ISO-NE
530725 |  |  | PFEIFER 3 | 115 | SPP | S HAYS 3 | 38.8286 | -99.3004 | 1
629953 |  |  | PILOT REC T8 | 69 | MISO | PARNEL 8 | 41.5644 | -92.0645 | 1
629540 |  |  | PILOT REC8 | 69 | MISO | PARNEL 8 | 41.5644 | -92.0645 | 2
458851 |  |  | PINECREST_PV | 34.5 | FRCC
458850 |  |  | PINECREST_TP | 230 | FRCC | BELCRK | 27.8555 | -82.3011 | 1
458852 |  |  | PINECREST_TR | 13.8 | FRCC
227080 | 38.1563 | -76.5214 | PINEY POINT | 69 | PJM
516010 |  |  | PINTAIL7 | 345 | SPP | WOODRNG7 | 36.3307 | -97.7898 | 1
401735 | 29.0661 | -81.0109 | PIROLO DIST | 115 | FRCC | X | X | X | 0 | Yes
100776 |  |  | PITTFD_COLL | 0.4 | ISO-NE
100777 |  |  | PITTFD_GEN | 0.4 | ISO-NE
100775 |  |  | PITTSFIELD_S | 12.5 | ISO-NE
121554 |  |  | PLAINFLD_SLR | 0.6 | ISO-NE
660225 |  |  | PLATTE | 34.5 | SPP
187615 | X | X | PLOUF1 | 26.4 | TE
187616 | X | X | PLOUF2 | 26.4 | TE
643273 |  |  | PLUMBCR T1 9 | 13.8 | SPP
643272 |  |  | PLUMBCR.COL9 | 34.5 | SPP
643275 |  |  | PLUMBCR.GENW | 0.7 | SPP
643274 |  |  | PLUMBCR.PLT9 | 34.5 | SPP
643271 |  |  | PLUMBCR.W 3 | 345 | SPP | HOSKINS3 | 42.0779 | -97.3549 | 2
401892 | 27.0581 | -80.5609 | PMR9-COLLE | 230 | FRCC | X | X | X | 0 | Yes
401885 |  |  | PMR9-CTA | 18 | FRCC
401886 |  |  | PMR9-CTB | 18 | FRCC
636037 |  |  | POCHPRAIRIE9 | 34.5 | MISO
546749 |  |  | POLFER 5 | 161 | SPP | PIPER 5 | 39.1623 | -94.7746 | 1
188236 | X | X | POLY25 | 26.4 | TE
188237 | X | X | POLY25 A | 26.4 | TE
188235 | X | X | POLYCA | 120 | TE | POLYDR | 45.319 | -74.1336 | 1 |  | Out of Area
128304 | 40.7873 | -73.9017 | POTHEAD1 | 138 | NYISO | X | X | X | 0 | Yes
227083 | 38.535 | -76.5956 | PR FRED TAP | 69 | PJM | CHALSM69 | 38.5604 | -76.6886 | 1
190428 | X | X | PRIEST1 | 138 | NB | RAINSL74 | 45.9453 | -66.7001 | 2 |  | Out of Area
190429 | X | X | PRIEST2 | 138 | NB | ABERDN | 45.9623 | -66.6397 | 1 |  | Out of Area
190427 | X | X | PRIEST74 | 138 | NB | RAINSL74 | 45.9453 | -66.7001 | 1 |  | Out of Area
227084 | 38.535 | -76.5956 | PRINCE FRED1 | 69 | PJM | CHALSM69 | 38.5604 | -76.6886 | 2
227085 | 38.535 | -76.5956 | PRINCE FRED2 | 69 | PJM | HOLLAND 69 | 38.6167 | -76.7192 | 1
152859 | X | X | PRINCE1_EQG | 0.7 | IESO
227086 | 38.2725 | -76.404 | PRNAS3 | 69 | PJM
227087 | 38.2725 | -76.404 | PRNAS4 | 69 | PJM
227088 | 38.2725 | -76.404 | PRNAS4 TAP | 69 | PJM
659544 |  |  | PRNGHORN-RR7 | 115 | SPP | S.HEART_-RR7 | 46.8468 | -103.0649 | 1
543674 |  |  | PRQNW_TER_1 | 13 | SPP
156891 | X | X | PRTLANDS_SL1 | 18 | IESO | X | X | X | 0 | Yes
156892 | X | X | PRTLANDS_SL3 | 18 | IESO | X | X | X | 0 | Yes
114892 |  |  | PUDDON ST | 13.8 | ISO-NE | WHITNS PD 1T | 42.1057 | -71.6713 | 1
103189 |  |  | PUSHAW | 46 | ISO-NE | GRAHAM T7 | 44.8611 | -68.695 | 1
114088 |  |  | PWRCORD T1 X | 13.2 | ISO-NE
114087 |  |  | PWRCORD T2 X | 13.2 | ISO-NE
146106 | 42.6255 | -76.133 | Q276_115 | 115 | NYISO | CORTLAND | 42.5949 | -76.1519 | 2
146102 | 42.6255 | -76.133 | Q276_1C | 34.5 | NYISO
146099 | 42.6255 | -76.133 | Q276_1G | 0.6 | NYISO
146103 | 42.6255 | -76.133 | Q276_2C | 34.5 | NYISO
146100 | 42.6255 | -76.133 | Q276_2G | 0.6 | NYISO
146105 | 42.6255 | -76.133 | Q276_34 | 34.5 | NYISO
146104 | 42.6255 | -76.133 | Q276_3C | 34.5 | NYISO
146101 | 42.6255 | -76.133 | Q276_3G | 0.6 | NYISO
146113 | 42.6255 | -76.133 | Q276_4C | 34.5 | NYISO
146112 | 42.6255 | -76.133 | Q276_4G | 0.6 | NYISO
146107 | 42.6255 | -76.133 | Q276POI | 115 | NYISO | CORTLAND | 42.5949 | -76.1519 | 1
146254 |  |  | Q387_BGT | 0.5 | NYISO
146240 |  |  | Q387_COLL | 34.5 | NYISO
146241 |  |  | Q387_G1A | 0.7 | NYISO
146242 |  |  | Q387_G1B | 0.7 | NYISO
146249 |  |  | Q387FEEDER1 | 34.5 | NYISO
128307 | 40.7877 | -73.9093 | Q393_AUXLOAD | 6.9 | NYISO
128497 | 40.7877 | -73.9093 | Q393BERRE_C1 | 138 | NYISO | POI_1 | 40.7873 | -73.9017 | 2
128498 | 40.7877 | -73.9093 | Q393BERRE_C2 | 138 | NYISO | X | X | X | 0 | Yes
128499 | 40.7877 | -73.9093 | Q393BERRE_C3 | 138 | NYISO | X | X | X | 0 | Yes
130704 |  |  | Q487_34.5 | 34.5 | NYISO
130703 |  |  | Q487_GEN | 0.5 | NYISO
130705 |  |  | Q487_PSU | 34.5 | NYISO
146385 | 42.9385 | -74.3773 | Q495_COL | 34.5 | NYISO
146388 | 42.9385 | -74.3773 | Q495_GEN | 0.6 | NYISO
146386 | 42.9385 | -74.3773 | Q495_GSU | 34.5 | NYISO
146383 | 42.9385 | -74.3773 | Q495_POI | 115 | NYISO | MARSH115 | 42.8813 | -74.5983 | 1
146384 | 42.9385 | -74.3773 | Q495_SUB | 115 | NYISO | MARSH115 | 42.8813 | -74.5983 | 2
146355 | 42.4131 | -79.1354 | Q505_BALLHIL | 230 | NYISO | DUNKIRK | 42.4903 | -79.3458 | 1
146357 | 42.4131 | -79.1354 | Q505_COLLCTR | 34.5 | NYISO
146379 | 42.4131 | -79.1354 | Q505_PPC | 34.5 | NYISO
146356 | 42.4131 | -79.1354 | Q505_PSU_HV | 230 | NYISO | DUNKIRK | 42.4903 | -79.3458 | 2
146362 | 42.4131 | -79.1354 | Q505_PSU_LV | 34.5 | NYISO
146358 | 42.4131 | -79.1354 | Q505_V126_1C | 34.5 | NYISO
146413 | 42.4131 | -79.1354 | Q505_V126_1G | 0.7 | NYISO
146359 | 42.4131 | -79.1354 | Q505_V126_2C | 34.5 | NYISO
146414 | 42.4131 | -79.1354 | Q505_V126_2G | 0.7 | NYISO
146360 | 42.4131 | -79.1354 | Q505_V126_3C | 34.5 | NYISO
146377 | 42.4131 | -79.1354 | Q505_V126_3G | 0.7 | NYISO
146361 | 42.4131 | -79.1354 | Q505_V126_4C | 34.5 | NYISO
146378 | 42.4131 | -79.1354 | Q505_V126_4G | 0.7 | NYISO
134994 | 42.1438 | -77.5969 | Q519_CANISTE | 115 | NYISO | BENET115 | 42.3074 | -77.6574 | 1
134995 | 42.1438 | -77.5969 | Q519_COLL1 | 34.5 | NYISO
134996 | 42.1438 | -77.5969 | Q519_COLL2 | 34.5 | NYISO
134999 | 42.1438 | -77.5969 | Q519_G1 | 0.7 | NYISO
135111 | 42.1438 | -77.5969 | Q519_G2 | 0.7 | NYISO
134997 | 42.1438 | -77.5969 | Q519_GSU1 | 34.5 | NYISO
134998 | 42.1438 | -77.5969 | Q519_GSU2 | 34.5 | NYISO
146411 | 43.883 | -75.491 | Q531_COLL1 | 34.5 | NYISO
146415 | 43.883 | -75.491 | Q531_G1 | 0.7 | NYISO
146423 | 43.883 | -75.491 | Q531_G2 | 0.7 | NYISO
146412 | 43.883 | -75.491 | Q531_GSU1 | 34.5 | NYISO
146409 | 43.883 | -75.491 | Q531_POI | 115 | NYISO | BREMEN | 43.8818 | -75.3904 | 1
146410 | 43.883 | -75.491 | Q531_PSU | 115 | NYISO | BREMEN | 43.8818 | -75.3904 | 2
130715 | 40.9075 | -72.742 | Q535_34.5 | 34.5 | NYISO
130716 | 40.9075 | -72.742 | Q535_COLL | 34.5 | NYISO
130714 | 40.9075 | -72.742 | Q535_GEN | 0.6 | NYISO
130718 | 40.9075 | -72.742 | Q535_POI | 138 | NYISO | X | X | X | 0 | Yes
130717 | 40.9075 | -72.742 | Q535_PSU | 34.5 | NYISO
146453 | 43.7585 | -75.5417 | Q546_230_TRA | 230 | NYISO | X | X | X | 0 | Yes
146454 | 43.7585 | -75.5417 | Q546_34_COL | 34.5 | NYISO
146455 | 43.7585 | -75.5417 | Q546_G9X_1C | 34.5 | NYISO
146457 | 43.7585 | -75.5417 | Q546_G9X_1G | 0.7 | NYISO
146458 | 43.7585 | -75.5417 | Q546_G9X_2G | 0.7 | NYISO
146459 | 43.7585 | -75.5417 | Q546_G9X_3G | 0.7 | NYISO
146562 | 42.7 | -74.5 | Q564COLL | 34.5 | NYISO
146558 | 42.7 | -74.5 | Q564GEN1 | 0.6 | NYISO
146559 | 42.7 | -74.5 | Q564GEN2 | 0.6 | NYISO
146560 | 42.7 | -74.5 | Q564GSU1 | 34.5 | NYISO
146561 | 42.7 | -74.5 | Q564GSU2 | 34.5 | NYISO
146564 | 42.7 | -74.5 | Q564POI | 69 | NYISO | COBLESKI | 42.8718 | -74.2803 | 1
146563 | 42.7 | -74.5 | Q564PSU | 69 | NYISO | COBLESKI | 42.8718 | -74.2803 | 2
146547 | 42.995 | -74.68 | Q565_C1 | 34.5 | NYISO
146548 | 42.995 | -74.68 | Q565_C2 | 34.5 | NYISO
146549 | 42.995 | -74.68 | Q565_G1 | 0.6 | NYISO
146550 | 42.995 | -74.68 | Q565_G2 | 0.6 | NYISO
146544 | 42.995 | -74.68 | Q565_POI | 115 | NYISO | INGHAM-E | 43.0602 | -74.7635 | 1
146545 | 42.995 | -74.68 | Q565_PSU-HV | 115 | NYISO | INGHAM-E | 43.0602 | -74.7635 | 2
146546 | 42.995 | -74.68 | Q565_PSU-LV | 34.5 | NYISO
135014 | 42.0965 | -75.5098 | Q579_COLL | 34.5 | NYISO
135020 | 42.0965 | -75.5098 | Q579_G1 | 0.7 | NYISO
135021 | 42.0965 | -75.5098 | Q579_G2 | 0.7 | NYISO
135022 | 42.0965 | -75.5098 | Q579_G3 | 0.7 | NYISO
135023 | 42.0965 | -75.5098 | Q579_G4 | 0.7 | NYISO
135024 | 42.0965 | -75.5098 | Q579_G5 | 0.7 | NYISO
135015 | 42.0965 | -75.5098 | Q579_GSU1 | 34.5 | NYISO
135016 | 42.0965 | -75.5098 | Q579_GSU2 | 34.5 | NYISO
135017 | 42.0965 | -75.5098 | Q579_GSU3 | 34.5 | NYISO
135018 | 42.0965 | -75.5098 | Q579_GSU4 | 34.5 | NYISO
135019 | 42.0965 | -75.5098 | Q579_GSU5 | 34.5 | NYISO
135012 | 42.0965 | -75.5098 | Q579_POI | 115 | NYISO | STILV115 | 42.0871 | -75.4073 | 1
135013 | 42.0965 | -75.5098 | Q579_PSU | 115 | NYISO | STILV115 | 42.0871 | -75.4073 | 2
146605 | 43.0886 | -75.1362 | Q581_G1 | 0.6 | NYISO
146604 | 43.0886 | -75.1362 | Q581_GSU1 | 34.5 | NYISO
146603 | 43.0886 | -75.1362 | Q581_GSUCOL1 | 34.5 | NYISO
146601 | 43.0886 | -75.1362 | Q581_POI | 115 | NYISO | FRFLD A 115 | 43.0492 | -74.9137 | 1
146602 | 43.0886 | -75.1362 | Q581_PSUCOL0 | 115 | NYISO | FRFLD A 115 | 43.0492 | -74.9137 | 2
146614 | 43.0199 | -75.0415 | Q586_COL1 | 34.5 | NYISO
146612 | 43.0199 | -75.0415 | Q586_COL2 | 115 | NYISO | X | X | X | 0 | Yes
146616 | 43.0199 | -75.0415 | Q586_G1 | 0.6 | NYISO
146615 | 43.0199 | -75.0415 | Q586_GSU | 34.5 | NYISO
146613 | 43.0199 | -75.0415 | Q586_PSU | 115 | NYISO | ILION | 43.0199 | -75.0415 | 2
146623 |  |  | Q589_C1 | 34.5 | NYISO
146624 |  |  | Q589_G1 | 0.6 | NYISO
146621 |  |  | Q589PSU_HV | 46 | NYISO | BOONVILL | 43.5097 | -75.3582 | 1
146622 |  |  | Q589PSU_LV | 34.5 | NYISO
135035 |  |  | Q591_COL | 34.5 | NYISO | SPERRY34 | 42.7012 | -77.9972 | 1
135037 |  |  | Q591_G1 | 0.6 | NYISO
135036 |  |  | Q591_GSU | 34.5 | NYISO | SPERRY34 | 42.7012 | -77.9972 | 2
146596 | 41.697 | -74.8787 | Q596_C1 | 34.5 | NYISO
146597 | 41.697 | -74.8787 | Q596_C2 | 34.5 | NYISO
146598 | 41.697 | -74.8787 | Q596_G1 | 0.7 | NYISO
146599 | 41.697 | -74.8787 | Q596_G2 | 0.7 | NYISO
146593 | 41.697 | -74.8787 | Q596_POI | 345 | NYISO | Q545A_ESTSTO | 42.5845 | -78.5454 | 1
146594 | 41.697 | -74.8787 | Q596PSU_HV | 345 | NYISO | Q545A_ESTSTO | 42.5845 | -78.5454 | 2
146600 | 41.697 | -74.8787 | Q596PSU1_LV | 34.5 | NYISO
146595 | 41.697 | -74.8787 | Q596PSU2_LV | 34.5 | NYISO
130735 |  |  | Q612_G1 | 0.9 | NYISO
130736 |  |  | Q612_G2 | 0.9 | NYISO
130737 |  |  | Q612_G3 | 0.9 | NYISO
130730 |  |  | Q612_GSU1 | 34.5 | NYISO
130731 |  |  | Q612_GSU2 | 34.5 | NYISO
130732 |  |  | Q612_GSU3 | 34.5 | NYISO
135044 | 42.3823 | -76.8695 | Q617_C1 | 34.5 | NYISO
135045 | 42.3823 | -76.8695 | Q617_C2 | 34.5 | NYISO
135046 | 42.3823 | -76.8695 | Q617_G1 | 0.6 | NYISO
135047 | 42.3823 | -76.8695 | Q617_G2 | 0.6 | NYISO
135041 | 42.3823 | -76.8695 | Q617POI | 115 | NYISO | BATH 115 | 42.3162 | -77.2717 | 1
135042 | 42.3823 | -76.8695 | Q617PSU_HV | 115 | NYISO | BATH 115 | 42.3162 | -77.2717 | 2
135043 | 42.3823 | -76.8695 | Q617PSU_LV | 34.5 | NYISO
146667 | 42.937 | -74.26 | Q618_C1 | 34.5 | NYISO
146668 | 42.937 | -74.26 | Q618_C2 | 34.5 | NYISO
146669 | 42.937 | -74.26 | Q618_G1 | 0.6 | NYISO
146670 | 42.937 | -74.26 | Q618_G2 | 0.6 | NYISO
146644 | 42.937 | -74.26 | Q618POI | 115 | NYISO | RTRDM1 | 42.8285 | -73.9981 | 1
146665 | 42.937 | -74.26 | Q618PSU_HV | 115 | NYISO | RTRDM1 | 42.8285 | -73.9981 | 2
146666 | 42.937 | -74.26 | Q618PSU_LV | 34.5 | NYISO
146680 | 42.676 | -74.616 | Q619_G1 | 0.6 | NYISO
146681 | 42.676 | -74.616 | Q619_G2 | 0.6 | NYISO
146678 | 42.676 | -74.616 | Q619_GSU1 | 34.5 | NYISO
146679 | 42.676 | -74.616 | Q619_GSU2 | 34.5 | NYISO
146677 | 42.676 | -74.616 | Q619_GSUCOL1 | 34.5 | NYISO
146674 | 42.676 | -74.616 | Q619_POI | 69 | NYISO | MARSH 69 | 42.8813 | -74.5983 | 1
146676 | 42.676 | -74.616 | Q619_PSU1 | 69 | NYISO
146675 | 42.676 | -74.616 | Q619_PSUCOL1 | 69 | NYISO | MARSH 69 | 42.8813 | -74.5983 | 2
148796 | 44.9196 | -74.836 | Q620_G1 | 0.6 | NYISO
148797 | 44.9196 | -74.836 | Q620_G2 | 0.6 | NYISO
148798 | 44.9196 | -74.836 | Q620_G3 | 0.6 | NYISO
148793 | 44.9196 | -74.836 | Q620_GSU1 | 34.5 | NYISO
148794 | 44.9196 | -74.836 | Q620_GSU2 | 34.5 | NYISO
148795 | 44.9196 | -74.836 | Q620_GSU3 | 34.5 | NYISO
148792 | 44.9196 | -74.836 | Q620_GSUCOL1 | 34.5 | NYISO
148789 | 44.9196 | -74.836 | Q620_POI | 230 | NYISO | X | X | X | 0 | Yes
148791 | 44.9196 | -74.836 | Q620_PSU1 | 230 | NYISO
148790 | 44.9196 | -74.836 | Q620_PSUCOL1 | 230 | NYISO | MASS230A | 44.9196 | -74.836 | 2
146053 | 42.345 | -73.8185 | Q637_G1 | 0.6 | NYISO
146054 | 42.345 | -73.8185 | Q637_G2 | 0.6 | NYISO
146055 | 42.345 | -73.8185 | Q637_G3 | 0.6 | NYISO
146056 | 42.345 | -73.8185 | Q637_G4 | 0.6 | NYISO
146049 | 42.345 | -73.8185 | Q637_GSU1 | 34.5 | NYISO
146050 | 42.345 | -73.8185 | Q637_GSU2 | 34.5 | NYISO
146051 | 42.345 | -73.8185 | Q637_GSU3 | 34.5 | NYISO
146052 | 42.345 | -73.8185 | Q637_GSU4 | 34.5 | NYISO
146048 | 42.345 | -73.8185 | Q637_GSUCOL1 | 34.5 | NYISO
146046 | 42.345 | -73.8185 | Q637_POI | 115 | NYISO | N.CAT. 1 | 42.2341 | -73.8683 | 1
146047 | 42.345 | -73.8185 | Q637_PSU1 | 115 | NYISO | N.CAT. 1 | 42.2341 | -73.8683 | 2
146431 | 42.8821 | 42.8821 | Q638GEN | 0.6 | NYISO
146430 | 42.8821 | 42.8821 | Q638INV34 | 34.5 | NYISO
146427 | 42.8821 | 42.8821 | Q638POI | 115 | NYISO | RTRDM1 | 42.8285 | -73.9981 | 1
146428 | 42.8821 | 42.8821 | Q638PSU115 | 115 | NYISO | RTRDM1 | 42.8285 | -73.9981 | 2
146429 | 42.8821 | 42.8821 | Q638PSU34 | 34.5 | NYISO
135081 | 42.175 | -73.5904 | Q644_COL1 | 34.5 | NYISO
135083 | 42.175 | -73.5904 | Q644_G1 | 0.6 | NYISO
135082 | 42.175 | -73.5904 | Q644_GSU | 34.5 | NYISO
135080 | 42.175 | -73.5904 | Q644_PSU1 | 115 | NYISO | X | X | X | 0 | Yes
135128 | 42.175 | -73.5904 | Q644TERTIARY | 13.8 | NYISO
130615 | 40.8373 | -72.8933 | Q649_G1 | 0.4 | NYISO
130616 | 40.8373 | -72.8933 | Q649_G2 | 0.4 | NYISO
130617 | 40.8373 | -72.8933 | Q649_G3 | 0.4 | NYISO
130618 | 40.8373 | -72.8933 | Q649_G4 | 0.4 | NYISO
130653 | 40.8373 | -72.8933 | Q649_G5 | 0.4 | NYISO
130611 | 40.8373 | -72.8933 | Q649_GSU1 | 13.8 | NYISO
130612 | 40.8373 | -72.8933 | Q649_GSU2 | 13.8 | NYISO
130613 | 40.8373 | -72.8933 | Q649_GSU3 | 13.8 | NYISO
130614 | 40.8373 | -72.8933 | Q649_GSU4 | 13.8 | NYISO
130654 | 40.8373 | -72.8933 | Q649_GSU5 | 13.8 | NYISO
130610 | 40.8373 | -72.8933 | Q649_GSUCOL1 | 13.8 | NYISO
130609 | 40.8373 | -72.8933 | Q649_PSU1 | 69 | NYISO | W.FLOYD1 | 40.8373 | -72.8933 | 2
130608 | 40.8373 | -72.8933 | Q649_PSUCOL1 | 69 | NYISO | X | X | X | 0 | Yes
130628 | X | X | Q650_G1 | 0.4 | NYISO
130629 | X | X | Q650_G2 | 0.4 | NYISO
130630 | X | X | Q650_G3 | 0.4 | NYISO
130748 | X | X | Q650_G4 | 0.4 | NYISO
130749 | X | X | Q650_G5 | 0.4 | NYISO
130655 | X | X | Q650_G6 | 0.4 | NYISO
130656 | X | X | Q650_G7 | 0.4 | NYISO
130623 | X | X | Q650_GSU1 | 13.8 | NYISO
130624 | X | X | Q650_GSU2 | 13.8 | NYISO
130625 | X | X | Q650_GSU3 | 13.8 | NYISO
130626 | X | X | Q650_GSU4 | 13.8 | NYISO
130627 | X | X | Q650_GSU5 | 13.8 | NYISO
130657 | X | X | Q650_GSU6 | 13.8 | NYISO
130658 | X | X | Q650_GSU7 | 13.8 | NYISO
130622 | X | X | Q650_GSUCOL1 | 13.8 | NYISO
130619 | X | X | Q650_POI | 69 | NYISO | W.YAPANK | 40.8197 | -72.9673 | 1
130621 | X | X | Q650_PSU1 | 69 | NYISO
130620 | X | X | Q650_PSUCOL1 | 69 | NYISO | W.YAPANK | 40.8197 | -72.9673 | 2
146489 | X | X | Q666_COLL | 115 | NYISO | MCHS-151 | 42.58 | -78.76 | 2
146487 | X | X | Q666_FEEDER | 34.5 | NYISO
146485 | X | X | Q666_G1 | 0.6 | NYISO
146486 | X | X | Q666_GSU | 34.5 | NYISO
146490 | X | X | Q666_POI | 115 | NYISO | MCHS-151 | 42.58 | -78.76 | 1
146488 | X | X | Q666_PSU | 115 | NYISO
146482 | X | X | Q667_COLL | 34.5 | NYISO | FRNKLNVL | 42.1228 | -78.4816 | 2
146484 | X | X | Q667_G1 | 0.6 | NYISO
146483 | X | X | Q667_GSU | 34.5 | NYISO
146481 | X | X | Q667_POI | 34.5 | NYISO | FRNKLNVL | 42.1228 | -78.4816 | 1
146725 | X | X | Q669_G1 | 0.6 | NYISO
146724 | X | X | Q669_GSU1 | 34.5 | NYISO
146723 | X | X | Q669_GSUCOL1 | 34.5 | NYISO
146721 | X | X | Q669_POI | 115 | NYISO | WETZEL14 | 43.1196 | -76.2794 | 1
146722 | X | X | Q669_PSUCOL0 | 115 | NYISO | WETZEL14 | 43.1196 | -76.2794 | 2
146730 | 43.089 | -75.3342 | Q670_G1 | 0.6 | NYISO
146729 | 43.089 | -75.3342 | Q670_GSU1 | 34.5 | NYISO
146728 | 43.089 | -75.3342 | Q670_GSUCOL1 | 34.5 | NYISO
146726 | 43.089 | -75.3342 | Q670_POI | 46 | NYISO | X | X | X | 0 | Yes
146727 | 43.089 | -75.3342 | Q670_PSU1 | 46 | NYISO | HAM COLLEGE | 43.089 | -75.3342 | 2
130664 | 40.9075 | -72.742 | Q678_COLL | 34.5 | NYISO
130662 | 40.9075 | -72.742 | Q678_GEN | 0.7 | NYISO
130663 | 40.9075 | -72.742 | Q678_GSU | 34.5 | NYISO
130665 | 40.9075 | -72.742 | Q678_POI | 138 | NYISO | X | X | X | 0 | Yes
130666 | 40.9075 | -72.742 | Q678-TERI | 0.7 | NYISO
146210 | 42.9714 | -74.3169 | Q682_C1 | 34.5 | NYISO
146211 | 42.9714 | -74.3169 | Q682_G1 | 0.7 | NYISO
146209 | 42.9714 | -74.3169 | Q682CLTR | 34.5 | NYISO
146207 | 42.9714 | -74.3169 | Q682POI | 69 | NYISO | FLOTAP | 42.8915 | -74.1568 | 1
146208 | 42.9714 | -74.3169 | Q682SUB | 69 | NYISO | FLOTAP | 42.8915 | -74.1568 | 2
126201 | 41.5276 | -74.2368 | Q683_COLL | 34.5 | NYISO
126193 | 41.5276 | -74.2368 | Q683_G1 | 0.6 | NYISO
126194 | 41.5276 | -74.2368 | Q683_G2 | 0.6 | NYISO
126195 | 41.5276 | -74.2368 | Q683_G3 | 0.6 | NYISO
126196 | 41.5276 | -74.2368 | Q683_G4 | 0.6 | NYISO
126197 | 41.5276 | -74.2368 | Q683_GSU1 | 34.5 | NYISO
126198 | 41.5276 | -74.2368 | Q683_GSU2 | 34.5 | NYISO
126199 | 41.5276 | -74.2368 | Q683_GSU3 | 34.5 | NYISO
126200 | 41.5276 | -74.2368 | Q683_GSU4 | 34.5 | NYISO
126203 | 41.5276 | -74.2368 | Q683_PSU | 115 | NYISO | COLDNHAM | 41.5296 | -74.139 | 1
130728 | 41.0848 | -71.1355 | Q695_CABL1 | 138 | NYISO
130727 | 41.0848 | -71.1355 | Q695_CABL2 | 138 | NYISO
130729 | 41.0848 | -71.1355 | Q695_COLL | 34.5 | NYISO
130738 | 41.0848 | -71.1355 | Q695_G4 | 0.9 | NYISO
130733 | 41.0848 | -71.1355 | Q695_GSU4 | 34.5 | NYISO
130725 | 41.0848 | -71.1355 | Q695_POI | 69 | NYISO | EHAMP | 40.962 | -72.2088 | 1
130726 | 41.0848 | -71.1355 | Q695_PSU | 138 | NYISO
146225 | 43.14 | -78.763 | Q704_COLL | 34.5 | NYISO
146221 | 43.14 | -78.763 | Q704_GEN1 | 34.5 | NYISO
146222 | 43.14 | -78.763 | Q704_GEN2 | 34.5 | NYISO
146223 | 43.14 | -78.763 | Q704_GEN3 | 34.5 | NYISO
146224 | 43.14 | -78.763 | Q704_GEN4 | 34.5 | NYISO
146227 | 43.14 | -78.763 | Q704_POI | 115 | NYISO | LOCKPORT | 43.1472 | -78.7195 | 1
146226 | 43.14 | -78.763 | Q704_PSU | 115 | NYISO | LOCKPORT | 43.1472 | -78.7195 | 2
135232 | 42.386 | -75.478 | Q706_COLL | 34.5 | NYISO
135224 | 42.386 | -75.478 | Q706_G1 | 0.7 | NYISO
135225 | 42.386 | -75.478 | Q706_G2 | 0.7 | NYISO
135226 | 42.386 | -75.478 | Q706_G3 | 0.7 | NYISO
135227 | 42.386 | -75.478 | Q706_G4 | 0.7 | NYISO
135228 | 42.386 | -75.478 | Q706_GSU1 | 34.5 | NYISO
135229 | 42.386 | -75.478 | Q706_GSU2 | 34.5 | NYISO
135230 | 42.386 | -75.478 | Q706_GSU3 | 34.5 | NYISO
135231 | 42.386 | -75.478 | Q706_GSU4 | 34.5 | NYISO
135234 | 42.386 | -75.478 | Q706_POI | 115 | NYISO | E.NOR115 | 42.5217 | -75.5097 | 1
135233 | 42.386 | -75.478 | Q706_PSU | 115 | NYISO | E.NOR115 | 42.5217 | -75.5097 | 2
135105 |  |  | Q715_C1 | 34.5 | NYISO | HYATT 34 | 42.9363 | -76.77 | 2
135107 |  |  | Q715_G1 | 0.6 | NYISO
135104 |  |  | Q715CLTR | 34.5 | NYISO | HYATT 34 | 42.9363 | -76.77 | 1
135099 | 42.893 | -76.948 | Q720-C1 | 34.5 | NYISO
135100 | 42.893 | -76.948 | Q720-C2 | 34.5 | NYISO
135098 | 42.893 | -76.948 | Q720-CLTR | 34.5 | NYISO
135101 | 42.893 | -76.948 | Q720-G1 | 0.6 | NYISO
135102 | 42.893 | -76.948 | Q720-G2 | 0.6 | NYISO
135096 | 42.893 | -76.948 | Q720-POI | 115 | NYISO | BORDR115 | 42.8793 | -76.9531 | 1
135097 | 42.893 | -76.948 | Q720-SUB | 115 | NYISO | BORDR115 | 42.8793 | -76.9531 | 2
135103 | 42.893 | -76.948 | Q720-TER | 13.8 | NYISO
149918 | 43.0739 | -78.0644 | Q721-C1 | 34.5 | NYISO
149919 | 43.0739 | -78.0644 | Q721-C2 | 34.5 | NYISO
149920 | 43.0739 | -78.0644 | Q721-C3 | 34.5 | NYISO
149921 | 43.0739 | -78.0644 | Q721-C4 | 34.5 | NYISO
149922 | 43.0739 | -78.0644 | Q721-C5 | 34.5 | NYISO
149923 | 43.0739 | -78.0644 | Q721-C6 | 34.5 | NYISO
149917 | 43.0739 | -78.0644 | Q721-CLTR | 34.5 | NYISO
149924 | 43.0739 | -78.0644 | Q721-G1 | 0.6 | NYISO
149925 | 43.0739 | -78.0644 | Q721-G2 | 0.6 | NYISO
149926 | 43.0739 | -78.0644 | Q721-G3 | 0.6 | NYISO
149927 | 43.0739 | -78.0644 | Q721-G4 | 0.6 | NYISO
149928 | 43.0739 | -78.0644 | Q721-G5 | 0.6 | NYISO
149929 | 43.0739 | -78.0644 | Q721-G6 | 0.6 | NYISO
149914 | 43.0739 | -78.0644 | Q721-POI | 345 | NYISO | Q545A_DYSING | 43.2462 | -78.8181 | 1
149915 | 43.0739 | -78.0644 | Q721-SUB | 345 | NYISO | Q545A_DYSING | 43.2462 | -78.8181 | 2
149916 | 43.0739 | -78.0644 | Q721-TER | 13.8 | NYISO
145017 | 42.9703 | -73.5733 | Q730_FEED | 34.5 | NYISO
145015 | 42.9703 | -73.5733 | Q730_G1 | 0.7 | NYISO
145016 | 42.9703 | -73.5733 | Q730_GSU | 34.5 | NYISO
145019 | 42.9703 | -73.5733 | Q730_POI | 115 | NYISO | SCHAGHTICOKE | 43.1637 | -73.6507 | 1
145018 | 42.9703 | -73.5733 | Q730_PSU | 115 | NYISO | SCHAGHTICOKE | 43.1637 | -73.6507 | 2
145022 | 42.9638 | -73.5973 | Q731_FEED | 34.5 | NYISO
145020 | 42.9638 | -73.5973 | Q731_G1 | 0.7 | NYISO
145021 | 42.9638 | -73.5973 | Q731_GSU | 34.5 | NYISO
145024 | 42.9638 | -73.5973 | Q731_POI | 115 | NYISO | BATKILL | 43.1007 | -73.5501 | 1
145023 | 42.9638 | -73.5973 | Q731_PSU | 115 | NYISO | BATKILL | 43.1007 | -73.5501 | 2
145032 | 43.837 | -73.4376 | Q734_FEED | 34.5 | NYISO
145030 | 43.837 | -73.4376 | Q734_G1 | 0.7 | NYISO
145031 | 43.837 | -73.4376 | Q734_GSU | 34.5 | NYISO
145034 | 43.837 | -73.4376 | Q734_POI | 115 | NYISO | HAGUE2 | 43.8457 | -73.4459 | 1
145033 | 43.837 | -73.4376 | Q734_PSU | 115 | NYISO | HAGUE2 | 43.8457 | -73.4459 | 2
145027 | 42.9262 | -73.7115 | Q735_FEED | 34.5 | NYISO
145025 | 42.9262 | -73.7115 | Q735_G1 | 0.7 | NYISO
145026 | 42.9262 | -73.7115 | Q735_GSU | 34.5 | NYISO
145029 | 42.9262 | -73.7115 | Q735_POI | 115 | NYISO | LUTHRFOR | 43.0035 | -73.7359 | 1
145028 | 42.9262 | -73.7115 | Q735_PSU | 115 | NYISO | LUTHRFOR | 43.0035 | -73.7359 | 2
126209 | 41.7366 | -74.0732 | Q744_G1 | 0.4 | NYISO
126208 | 41.7366 | -74.0732 | Q744_GSU | 13.2 | NYISO
126238 | 41.7366 | -74.0732 | Q744_POI | 115 | NYISO | E.WALD 1 | 41.5716 | -74.155 | 1
126207 | 41.7366 | -74.0732 | Q744_PSU | 115 | NYISO | E.WALD 1 | 41.5716 | -74.155 | 2
146205 | 42.9556 | -74.3174 | Q748_C1 | 34.5 | NYISO
146206 | 42.9556 | -74.3174 | Q748_G1 | 0.7 | NYISO
146204 | 42.9556 | -74.3174 | Q748CLTR | 34.5 | NYISO
146202 | 42.9556 | -74.3174 | Q748POI | 69 | NYISO | JHNS+CAY | 42.8915 | -74.1568 | 1
146203 | 42.9556 | -74.3174 | Q748SUB | 69 | NYISO | JHNS+CAY | 42.8915 | -74.1568 | 2
146110 | 42.7965 | -78.8236 | Q759_G1 | 0.4 | NYISO
146091 | 42.7965 | -78.8236 | Q759_GSU1 | 34.5 | NYISO
146090 | 42.7965 | -78.8236 | Q759_GSUCOL1 | 34.5 | NYISO
146088 | 42.7965 | -78.8236 | Q759_POI | 115 | NYISO | BETH-150 | 42.9036 | -78.7685 | 1
146089 | 42.7965 | -78.8236 | Q759_PSU1 | 115 | NYISO | BETH-150 | 42.9036 | -78.7685 | 2
109156 |  |  | Q763_PV | 0.6 | ISO-NE
108459 |  |  | Q763_TAP | 46 | ISO-NE | FLORENCE | 43.7087 | -73.0674 | 1
109308 |  |  | Q763_TRANS | 46 | ISO-NE | FLORENCE | 43.7087 | -73.0674 | 2
135127 | 42.4647 | -75.9232 | Q768_COLL | 34.5 | NYISO | X | X | X | 0 | Yes
135117 | 42.4647 | -75.9232 | Q768_GEN1 | 0.7 | NYISO
135118 | 42.4647 | -75.9232 | Q768_GEN2 | 0.7 | NYISO
135119 | 42.4647 | -75.9232 | Q768_GEN3 | 0.7 | NYISO
135120 | 42.4647 | -75.9232 | Q768_GEN4 | 0.7 | NYISO
135121 | 42.4647 | -75.9232 | Q768_GEN5 | 0.7 | NYISO
135122 | 42.4647 | -75.9232 | Q768_GSU1 | 34.5 | NYISO | WILLET34 | 42.4647 | -75.9232 | 2
135123 | 42.4647 | -75.9232 | Q768_GSU2 | 34.5 | NYISO | WILLET34 | 42.4647 | -75.9232 | 2
135124 | 42.4647 | -75.9232 | Q768_GSU3 | 34.5 | NYISO | WILLET34 | 42.4647 | -75.9232 | 2
135125 | 42.4647 | -75.9232 | Q768_GSU4 | 34.5 | NYISO | WILLET34 | 42.4647 | -75.9232 | 2
135126 | 42.4647 | -75.9232 | Q768_GSU5 | 34.5 | NYISO | WILLET34 | 42.4647 | -75.9232 | 2
148969 | 44.8895 | -74.1189 | Q769_G1 | 0.7 | NYISO
148968 | 44.8895 | -74.1189 | Q769_GSU1 | 34.5 | NYISO
148967 | 44.8895 | -74.1189 | Q769_GSUCOL1 | 34.5 | NYISO
148966 | 44.8895 | -74.1189 | Q769_PSU1 | 115 | NYISO | X | X | X | 0 | Yes
135210 |  |  | Q775_G1 | 0.7 | NYISO
135209 |  |  | Q775_GSU1 | 34.5 | NYISO | CHENGO F | 42.4647 | -75.9232 | 2
135208 |  |  | Q775_GSUCOL1 | 34.5 | NYISO | CHENGO F | 42.4647 | -75.9232 | 1
145308 |  |  | Q780_C1 | 34.5 | NYISO
145309 |  |  | Q780_G1 | 0.6 | NYISO
145307 |  |  | Q780CLTR | 34.5 | NYISO
145305 |  |  | Q780POI | 115 | NYISO | STONER | 42.9863 | -74.3223 | 1
145306 |  |  | Q780SUB | 115 | NYISO | STONER | 42.9863 | -74.3223 | 2
134000 |  |  | Q784_G1 | 0.6 | NYISO
134001 |  |  | Q784_GSU1 | 34.5 | NYISO
145058 | 42.8086 | -73.6405 | Q807_FEED | 34.5 | NYISO
145056 | 42.8086 | -73.6405 | Q807_G1 | 0.6 | NYISO
145057 | 42.8086 | -73.6405 | Q807_GSU | 34.5 | NYISO
145060 | 42.8086 | -73.6405 | Q807_POI | 115 | NYISO | EASTOVER RD | 42.9121 | -73.6397 | 1
145059 | 42.8086 | -73.6405 | Q807_PSU | 115 | NYISO | EASTOVER RD | 42.9121 | -73.6397 | 2
134008 | 42.0838 | -76.2477 | Q828_FEEDER | 34.5 | NYISO | S.OWEGO1 | 42.0838 | -76.2477 | 2
134006 | 42.0838 | -76.2477 | Q828_G1 | 0.6 | NYISO
134007 | 42.0838 | -76.2477 | Q828_GSU | 34.5 | NYISO
134009 | 42.0838 | -76.2477 | Q828_POI | 34.5 | NYISO | X | X | X | 0 | Yes
145053 | 43.2718 | -73.5761 | Q833_FEED | 34.5 | NYISO
145051 | 43.2718 | -73.5761 | Q833_G1 | 0.7 | NYISO
145052 | 43.2718 | -73.5761 | Q833_GSU | 34.5 | NYISO
145055 | 43.2718 | -73.5761 | Q833_POI | 115 | NYISO | BATKILL | 43.1007 | -73.5501 | 1
145054 | 43.2718 | -73.5761 | Q833_PSU | 115 | NYISO | BATKILL | 43.1007 | -73.5501 | 2
145106 | 44.6352 | -75.4412 | Q848 POI | 115 | NYISO | MCINTYRE | 44.6621 | -75.4723 | 1
145109 | 44.6352 | -75.4412 | Q848_34.5CL | 34.5 | NYISO
145107 | 44.6352 | -75.4412 | Q848CL | 115 | NYISO | MCINTYRE | 44.6621 | -75.4723 | 2
145108 | 44.6352 | -75.4412 | Q848FDR | 34.5 | NYISO
145065 |  |  | Q853_FEED | 34.5 | NYISO
145061 |  |  | Q853_G1 | 0.6 | NYISO
145062 |  |  | Q853_G2 | 0.6 | NYISO
145063 |  |  | Q853_GSU1 | 34.5 | NYISO
145064 |  |  | Q853_GSU2 | 34.5 | NYISO
145067 |  |  | Q853_POI | 115 | NYISO | MOHICAN | 43.2902 | -73.606 | 1
145066 |  |  | Q853_PSU | 115 | NYISO | MOHICAN | 43.2902 | -73.606 | 2
145072 | 43.1352 | -73.5647 | Q855_FEED | 34.5 | NYISO
145068 | 43.1352 | -73.5647 | Q855_G1 | 0.6 | NYISO
145069 | 43.1352 | -73.5647 | Q855_G2 | 0.6 | NYISO
145070 | 43.1352 | -73.5647 | Q855_GSU1 | 34.5 | NYISO
145071 | 43.1352 | -73.5647 | Q855_GSU2 | 34.5 | NYISO
145074 | 43.1352 | -73.5647 | Q855_POI | 115 | NYISO | SCHAGHTICOKE | 43.1637 | -73.6507 | 2
145073 | 43.1352 | -73.5647 | Q855_PSU | 115 | NYISO
230404 |  |  | Q90 GT1-CC | 18 | PJM
230405 |  |  | Q90 GT2-CC | 18 | PJM
230406 |  |  | Q90 ST-CC | 22 | PJM
693446 |  |  | QBS_II_CLR1 | 34.5 | MISO
693445 |  |  | QBS_II_CLR2 | 34.5 | MISO
111364 | 41.686 | -70.2846 | QP624_COL1_A | 66 | ISO-NE
111363 | 41.686 | -70.2846 | QP624_COL1_B | 66 | ISO-NE
111362 | 41.686 | -70.2846 | QP624_COL2_A | 66 | ISO-NE
111361 | 41.686 | -70.2846 | QP624_COL2_B | 66 | ISO-NE
111355 | 41.686 | -70.2846 | QP624_HV_OP | 220 | ISO-NE
111353 | 43.9536 | -69.6954 | QP624_LF_1 | 220 | ISO-NE
111352 | 43.9536 | -69.6954 | QP624_LF_2 | 220 | ISO-NE
111349 | 43.9536 | -69.6954 | QP624_ON_HV1 | 220 | ISO-NE
111348 | 43.9536 | -69.6954 | QP624_ON_HV2 | 220 | ISO-NE
111345 | 43.9536 | -69.6954 | QP624_ON_PR1 | 115 | ISO-NE | BARNSTABLE | 41.6865 | -70.2846 | 2
111344 | 43.9536 | -69.6954 | QP624_ON_PR2 | 115 | ISO-NE | BARNSTABLE | 41.6865 | -70.2846 | 2
111369 | 41.686 | -70.2846 | QP624_ON_SH1 | 115 | ISO-NE
111370 | 41.686 | -70.2846 | QP624_ON_SH2 | 115 | ISO-NE
111350 | 43.9536 | -69.6954 | QP624_ONS_M1 | 99 | ISO-NE
111351 | 43.9536 | -69.6954 | QP624_ONS_M2 | 99 | ISO-NE
111356 | 41.686 | -70.2846 | QP624_S1_HV | 220 | ISO-NE
111360 | 41.686 | -70.2846 | QP624_S1_MVA | 66 | ISO-NE
111359 | 41.686 | -70.2846 | QP624_S1_MVB | 66 | ISO-NE
111354 | 41.686 | -70.2846 | QP624_S2_HV | 220 | ISO-NE
111358 | 41.686 | -70.2846 | QP624_S2_MVA | 66 | ISO-NE
111357 | 41.686 | -70.2846 | QP624_S2_MVB | 66 | ISO-NE
111347 | 41.686 | -70.2846 | QP624_SC1 | 33 | ISO-NE
111346 | 41.686 | -70.2846 | QP624_SC2 | 33 | ISO-NE
111343 | 41.6865 | -70.2846 | QP624_TSP0 | 115 | ISO-NE | X | X | X | 0 | Yes
111368 | 41.6865 | -70.2846 | QP624-1A | 0.7 | ISO-NE
111367 | 41.6865 | -70.2846 | QP624-1B | 0.7 | ISO-NE
111366 | 41.6865 | -70.2846 | QP624-2A | 0.7 | ISO-NE
111365 | 41.6865 | -70.2846 | QP624-2B | 0.7 | ISO-NE
121517 | 41.872 | -71.8958 | QP724 CT | 23.5 | ISO-NE
119054 | 41.872 | -71.8958 | QP724 MAIN | 345 | ISO-NE | LAKE ROAD | 41.8748 | -71.8959 | 2
121518 | 41.872 | -71.8958 | QP724 ST | 16 | ISO-NE
119053 | 41.8748 | -71.8959 | QP724 TAP | 345 | ISO-NE | X | X | X | 0 | Yes
114889 |  |  | QP779_BESS1 | 0.5 | ISO-NE
114891 |  |  | QP779_BESS2 | 0.5 | ISO-NE
114888 |  |  | QP779_PV1 | 0.5 | ISO-NE
114890 |  |  | QP779_PV2 | 0.5 | ISO-NE
113153 |  |  | QP797 | 13.2 | ISO-NE | MEADOWS_L1 | 42.2386 | -72.01 | 1
113154 |  |  | QP797 | 0.5 | ISO-NE
118200 |  |  | QP805_1 | 0.6 | ISO-NE
118202 |  |  | QP805_2 | 0.6 | ISO-NE
118198 |  |  | QP805_COL | 23 | ISO-NE | GATE 2 | 41.5109 | -71.3196 | 2
118199 |  |  | QP805_XFR_1 | 23 | ISO-NE
118201 |  |  | QP805_XFR_2 | 23 | ISO-NE
117052 |  |  | QP834_COL | 34.5 | ISO-NE
117054 |  |  | QP834_PV | 0.6 | ISO-NE
117053 |  |  | QP834_XFR | 34.5 | ISO-NE
117473 |  |  | QP869 | 0.5 | ISO-NE
117474 |  |  | QP870 | 0.5 | ISO-NE
117518 | 41.6432 | -71.1708 | QP941_COL | 12.5 | ISO-NE | X | X | X | 0 | Yes
117520 |  |  | QP941_GEN | 0.7 | ISO-NE
117519 |  |  | QP941_XFR | 12.5 | ISO-NE | TIVERTON 2 | 41.6432 | -71.1708 | 2
117521 | 41.6432 | -71.1708 | QP942_COL | 12.5 | ISO-NE | X | X | X | 0 | Yes
117523 |  |  | QP942_GEN | 0.7 | ISO-NE
117522 |  |  | QP942_XFR | 12.5 | ISO-NE | TIVERTON 2 | 41.6432 | -71.1708 | 2
629977 |  |  | QUARRY REC8 | 69 | MISO | TIMBERCREEK8 | 42.0056 | -92.9358 | 2
534041 |  |  | R1 CLCT1 | 34.5 | SPP
534043 |  |  | R1 LV 1 | 13.8 | SPP
534042 |  |  | R1 WF 1 | 0.7 | SPP
534040 |  |  | R1 WFTX1 | 34.5 | SPP
403186 |  |  | RADIANT | 230 | DEF | FT WHITE S | 29.9534 | -82.7795 | 1
659553 |  |  | RAIDER__-RR7 | 115 | SPP
629407 |  |  | RAILWAY 8 | 69 | MISO
190439 | X | X | RAINSL1 | 138 | NB | X | X | X | 0 | Yes | Out of Area
190440 | X | X | RAINSL2 | 138 | NB | RAINSL74 | 45.9453 | -66.7001 | 2 |  | Out of Area
190441 | X | X | RAINSL85 | 138 | NB | PRIEST85 | 45.9378 | -66.6498 | 1 |  | Out of Area
109307 |  |  | RAND_GSU_HS | 46 | ISO-NE | RANDLPH CT_T | 43.934 | -72.5033 | 1
109155 |  |  | RANDOLPH_PV | 0.6 | ISO-NE
660135 |  |  | RAVINIA | 34.5 | SPP
660352 |  |  | RAYMOND | 69 | SPP | CLARK JCT 8 | 44.8464 | -99.5747 | 2
188292 | X | X | RCOA2 | 13.8 | TE | X | X | X | 0 | Yes
532776 |  |  | READWF 7 | 345 | SPP | EMPEC 7 | 38.4451 | -96.0653 | 1
208717 | 40.2086 | -76.0389 | REAM 2 | 69 | PL | X | X | X | 0 | Yes
208718 | 40.1346 | -75.8988 | REAM 2 | 12.5 | PL | X | X | X | 0 | Yes
660343 |  |  | RED CITY | 34.5 | SPP | REDFIELD 9 | 44.8967 | -98.5017 | 2
660342 |  |  | RED SO.EAST | 34.5 | SPP | REDFIELD 9 | 44.8967 | -98.5017 | 2
660341 |  |  | RED SO.EASTT | 34.5 | SPP | REDFIELD 9 | 44.8967 | -98.5017 | 1
660344 |  |  | RED ST.HOSP | 34.5 | SPP | REDFIELD 9 | 44.8967 | -98.5017 | 1
227089 | 38.2467 | -76.585 | REDGATE | 69 | PJM
659554 |  |  | REDTRAIL-RR7 | 115 | SPP
515976 |  |  | REDWING2 | 69 | SPP | DOVERTP2 | 36.0585 | -97.9537 | 1
660332 |  |  | REE HEIGHTS | 34.5 | SPP
187250 | X | X | REED-1 | 12.9 | TE
187246 | X | X | REED-3 | 12.9 | TE
137685 | 42.6254 | -73.75 | REGEN 4TP | 115 | NYISO | GBSH+LGE | 42.6058 | -73.7149 | 1
137555 | 42.6254 | -73.75 | REGEN 9TP | 115 | NYISO | GBSH+LGE | 42.6058 | -73.7149 | 1
137686 |  |  | REGENERON | 13.8 | NYISO
187644 | X | X | RENAU2 | 26.4 | TE
187645 | X | X | RENAU3 | 26.4 | TE
187646 | X | X | RENAU4 | 26.4 | TE
401755 |  |  | RESERVOIR | 230 | FRCC | ALVA | 26.7036 | -81.6004 | 1
667102 | 49.5613 | -100.9052 | RESTONTWR104 | 230 | MH | RESTON 4 | 49.5613 | -100.9052 | 2
667101 | 49.5613 | -100.9052 | RESTONTWR2 | 230 | MH | X | X | X | 0 | Yes
114895 | 41.889 | -71.1933 | REYNLDS_AVE1 | 115 | ISO-NE | BRAYTN POINT | 41.7128 | -71.1902 | 1
114893 | 41.889 | -71.1933 | REYNLDS_AVE2 | 115 | ISO-NE | BRAYTN POINT | 41.7128 | -71.1902 | 1
114896 |  |  | REYNOLDS_1 | 13.2 | ISO-NE
114894 |  |  | REYNOLDS_2 | 13.2 | ISO-NE
630964 |  |  | RHODES8 | 69 | MISO | MAXWELL8 | 41.9072 | -93.4022 | 2
309966 |  |  | RICHBRG RET | 100 | SERC | IND 309622 | 34.6532 | -80.9262 | 1
659555 |  |  | RICHRDTN-RR7 | 115 | SPP
227090 | 38.1222 | -76.3699 | RIDGE | 69 | PJM
188220 | X | X | RIGAUD | 120 | TE | V-SOULB1 | 45.3337 | -74.0313 | 1 |  | Out of Area
629847 |  |  | RIPPEY 8 | 69 | MISO
221899 | 39.2385 | -76.5122 | RIV503 TP | 115 | PJM | E.POINT3 | 39.2993 | -76.5071 | 1
221900 | 39.2385 | -76.5122 | RIV504 TP | 115 | PJM | GRAYMNR4 | 39.27 | -76.5004 | 1
309827 | 35.3597 | -80.9746 | RIVAT4 | 100 | SERC | RIVA4 | 35.3597 | -80.9746 | 1
309828 | 35.3597 | -80.9746 | RIVAT5 | 100 | SERC | RIVA5 | 35.3597 | -80.9746 | 1
643184 |  |  | RIVERDALET39 | 13.8 | SPP
458634 |  |  | RIVERSIDE | 69 | FRCC | FIRST T | 27.7187 | -82.4023 | 2
458635 |  |  | RIVERSIDE_TP | 69 | FRCC | FIRST T | 27.7187 | -82.4023 | 1
458637 |  |  | RIVERSIDE_TR | 13.8 | FRCC
458636 |  |  | RIVRSIDE_PV2 | 34.5 | FRCC
673484 | X | X | RLSOLAR | 34.5 | SPC | RUSHLAKE 9 | 49.965 | -107.1575 | 1
673384 | X | X | RLSOLARGEN | 0.5 | SPC
189016 | X | X | RM4A41 | 13.8 | TE
189017 | X | X | RM4A42 | 13.8 | TE
126668 | 40.7632 | -73.943 | RN-CR PAR2 | 138 | NYISO
126669 |  |  | RN-CR TER2 | 13.8 | NYISO
126667 | 40.7632 | -73.943 | RN-CR TIE2 | 138 | NYISO | CORONA-S | 40.7402 | -73.8622 | 1
401767 |  |  | ROADRUNNER | 230 | FRCC | CORBETT 2 | 26.7099 | -80.3777 | 1
652362 |  |  | ROBERTSCTY9 | 13.8 | SPP
187300 | X | X | ROCK-1 | 12.9 | TE
187301 | X | X | ROCK-2 | 12.9 | TE
187302 | X | X | ROCK-3 | 12.9 | TE
187303 | X | X | ROCK-4 | 12.9 | TE
187304 | X | X | ROCK-5 | 12.9 | TE
187305 | X | X | ROCK-6 | 12.9 | TE
183938 | X | X | ROCKF-2A | 26.4 | TE
183936 | X | X | ROCKF-A | 315 | TE | AQD315 | 45.4282 | -73.6171 | 2 |  | Out of Area
183937 | X | X | ROCKF-B | 315 | TE | [5 empty] | Out of Area
458632 |  |  | ROCKNGVPV | 69 | FRCC | KNIGHT | 28.04 | -82.1 | 2
458630 |  |  | ROCKNGVPV_PV | 34.5 | FRCC
458628 |  |  | ROCKNGVPV_TP | 69 | FRCC | KNIGHT | 28.04 | -82.1 | 1
458631 |  |  | ROCKNGVPV_TR | 13.8 | FRCC
181236 | X | X | ROLLTR | 13.8 | TE
269398 | 42.8024 | -83.0069 | ROMEO1TP | 41.6 | MISO | ROMEO1 | 42.8043 | -82.9985 | 1
269400 | 42.8024 | -83.0069 | ROMEO2 | 41.6 | MISO | ADAMS | 42.7988 | -83.0055 | 2
269399 | 42.8024 | -83.0069 | ROMEO2TP | 41.6 | MISO | ADAMS | 42.7988 | -83.0055 | 1
187333 | X | X | ROS12492 | 12.9 | TE
187334 | X | X | ROS12592 | 12.9 | TE
187335 | X | X | ROS12692 | 12.9 | TE
175004 | X | X | ROSEMOUNT1 | 115 | CORNWALL | DROSEMNT1 | 45.2899 | -74.1944 | 1 |  | Out of Area
627073 | 41.0558 | -94.3117 | ROUNDHOUSEJ2 | 69 | MISO | X | X | X | 0 | Yes
184750 | X | X | ROUSL1 | 315 | TE | X | X | X | 0 | Yes | Out of Area
184753 | X | X | ROUSSB51 | 26.4 | TE
214328 | 40.0408 | -75.243 | ROXBORO | 230 | PJM | X | X | X | 0 | Yes
100560 | 44.6196 | -70.6176 | ROXWIND_FDR | 34.5 | ISO-NE | ROXBURY | 44.6278 | -70.5965 | 1
100561 | 44.6196 | -70.6176 | ROXWIND_GSU | 34.5 | ISO-NE | ROXBURY | 44.6278 | -70.5965 | 2
100562 | 44.6196 | -70.6176 | ROXWIND_WTG | 0.7 | ISO-NE
188986 | X | X | RPQA1 | 13.2 | TE | X | X | X | 0 | Yes
511978 | 34.6954 | -97.8345 | RSHSPR1_COL1 | 34.5 | SPP
511977 | 34.6954 | -97.8345 | RSHSPR1_GSU1 | 34.5 | SPP
511979 | 34.6954 | -97.8345 | RSHSPR1_MPT1 | 345 | SPP | TERRYRD7 | 34.3944 | -97.7783 | 1
511583 | 34.6954 | -97.8345 | RSHSPR1_TER1 | 13.8 | SPP
511976 | 34.6954 | -97.8345 | RSHSPR-1-B 1 | 0.5 | SPP
629566 |  |  | RVR VALLEY 8 | 69 | MISO | BELLE PLN 8 | 41.9857 | -92.2607 | 2
117535 | 41.1718 | -71.0445 | RVWND_LF1 | 275 | ISO-NE
117547 | 41.1718 | -71.0445 | RVWND_LF2 | 275 | ISO-NE
117556 | 41.1718 | -71.0445 | RVWND_ON_HF1 | 275 | ISO-NE
117557 | 41.1718 | -71.0445 | RVWND_ON_HF2 | 275 | ISO-NE
117558 | 41.1718 | -71.0445 | RVWND_ON_SW1 | 275 | ISO-NE
117559 | 41.1718 | -71.0445 | RVWND_ON_SW2 | 275 | ISO-NE
117532 | 41.5925 | -71.4352 | RVWND_ON1-1 | 115 | ISO-NE | X | X | X | 0 | Yes
117544 | 41.5925 | -71.4352 | RVWND_ON1-2 | 115 | ISO-NE | X | X | X | 0 | Yes
117533 | 41.1718 | -71.0445 | RVWND_ON2-1 | 275 | ISO-NE
117545 | 41.1718 | -71.0445 | RVWND_ON2-2 | 275 | ISO-NE
117537 | 41.1718 | -71.0445 | RVWND_OS66-1 | 66 | ISO-NE
117540 | 41.1718 | -71.0445 | RVWND_OS66-2 | 66 | ISO-NE
117549 | 41.1718 | -71.0445 | RVWND_OS66-3 | 66 | ISO-NE
117552 | 41.1718 | -71.0445 | RVWND_OS66-4 | 66 | ISO-NE
117536 | 41.1718 | -71.0445 | RVWND_OSSHV2 | 275 | ISO-NE
117548 | 41.1718 | -71.0445 | RVWND_OSSHV3 | 275 | ISO-NE
117543 | 41.1718 | -71.0445 | RVWND_SC1 | 24 | ISO-NE
117555 | 41.1718 | -71.0445 | RVWND_SC2 | 24 | ISO-NE
117534 | 41.1718 | -71.0445 | RVWND_TJB1 | 275 | ISO-NE
117546 | 41.1718 | -71.0445 | RVWND_TJB2 | 275 | ISO-NE
117538 | 41.1718 | -71.0445 | RVWND_WTGHV1 | 66 | ISO-NE
117541 | 41.1718 | -71.0445 | RVWND_WTGHV2 | 66 | ISO-NE
117550 | 41.1718 | -71.0445 | RVWND_WTGHV3 | 66 | ISO-NE
117553 | 41.1718 | -71.0445 | RVWND_WTGHV4 | 66 | ISO-NE
117539 | 41.1718 | -71.0445 | RVWND_WTGLV1 | 0.7 | ISO-NE
117542 | 41.1718 | -71.0445 | RVWND_WTGLV2 | 0.7 | ISO-NE
117551 | 41.1718 | -71.0445 | RVWND_WTGLV3 | 0.7 | ISO-NE
117554 | 41.1718 | -71.0445 | RVWND_WTGLV4 | 0.7 | ISO-NE
227091 | 38.4375 | -76.8235 | RYCEVILLE | 69 | PJM | CHALSM69 | 38.5604 | -76.6886 | 2
543156 |  |  | S EAST 1 | 12.5 | SPP
126354 |  |  | S1_T | 13.2 | NYISO
149824 | 43.0546 | -77.6838 | S419 B1 | 12.5 | NYISO
149823 | 43.0546 | -77.6838 | S419 B2 | 12.5 | NYISO
149821 | 43.0546 | -77.6838 | S419_918 | 115 | NYISO | S80 5TR | 43.1034 | -77.6431 | 1
149820 | 43.0546 | -77.6838 | S419_931 | 115 | NYISO | S80 1TR | 43.1034 | -77.6431 | 1
149817 | 43.082 | -77.8615 | S710 B1 | 11.5 | NYISO | X | X | X | 0 | Yes
149816 |  |  | S710_TP | 34.5 | NYISO | P-515 | 43.1098 | -77.6182 | 1
527621 |  |  | SAGA_NCLTR31 | 13.8 | SPP
527622 |  |  | SAGA_NCLTR32 | 13.8 | SPP
527601 |  |  | SAGA_NCOL 7 | 345 | SPP | CROSSROADS 7 | 33.498 | -103.4047 | 2
527623 |  |  | SAGA_SCLTR31 | 13.8 | SPP
527624 |  |  | SAGA_SCLTR32 | 13.8 | SPP
527610 |  |  | SAGA_SCOL 7 | 345 | SPP | CROSSROADS 7 | 33.498 | -103.4047 | 1
527602 |  |  | SAGANCOL1 1 | 34.5 | SPP
527603 |  |  | SAGANCOL2 1 | 34.5 | SPP
527611 |  |  | SAGASCOL1 1 | 34.5 | SPP
527612 |  |  | SAGASCOL2 1 | 34.5 | SPP
527608 |  |  | SAGNF1112 1 | 0.7 | SPP
527604 |  |  | SAGNF123 1 | 0.7 | SPP
527609 |  |  | SAGNF1314 1 | 0.7 | SPP
527605 |  |  | SAGNF45 1 | 0.7 | SPP
527606 |  |  | SAGNF67 1 | 0.7 | SPP
527607 |  |  | SAGNF8910 1 | 0.7 | SPP
527617 |  |  | SAGSF1011 1 | 0.7 | SPP
527618 |  |  | SAGSF1213141 | 0.7 | SPP
527613 |  |  | SAGSF123 1 | 0.7 | SPP
527614 |  |  | SAGSF45 1 | 0.7 | SPP
527615 |  |  | SAGSF67 1 | 0.7 | SPP
527616 |  |  | SAGSF89 1 | 0.7 | SPP
227092 | 38.3044 | -76.5238 | SAINTANDREW | 69 | PJM | HEWTSME | 38.4424 | -76.8183 | 1
227093 | 38.5711 | -76.894 | SAINTCHARLE | 69 | PJM | HAWK 69 | 38.5474 | -76.9071 | 2
227094 | 38.1898 | -76.3914 | SAINTJAMES | 69 | PJM | HEWTSME | 38.4424 | -76.8183 | 2
227095 | 38.4615 | -76.498 | SAINTLEONARD | 69 | PJM | SOLLERS 69 | 38.6167 | -76.7192 | 2
513077 |  |  | SALBRNKM 2 | 69 | SPP | OKAYGR 2 | 35.8561 | -95.311 | 2
513034 |  |  | SALLKM 2 | 69 | SPP | SALICY22 | 35.4398 | -94.8186 | 1
401751 |  |  | SANDHILL | 230 | FRCC | LAURELWD | 27.1352 | -82.3734 | 1
187420 | X | X | SARAG253 | 26.4 | TE
187419 | X | X | SARAG254 | 26.4 | TE
655967 |  |  | SATTER -MW7 | 115 | SPP | E.NEWTWN-MW7 | 48.2197 | -101.9653 | 1
401232 |  |  | SATURN | 115 | FRCC | C-5 | 28.5822 | -80.6566 | 1
629656 |  |  | SAVANNAJC8 | 69 | MISO
605446 |  |  | SAXONPT88 | 88 | MISO | BAYFRT88 | 46.5867 | -90.9007 | 1
534064 |  |  | SC_11WF1 | 0.7 | SPP
534065 |  |  | SC_12WF1 | 0.7 | SPP
534062 |  |  | SC_CLCT11_1 | 34.5 | SPP
534063 |  |  | SC_CLCT12_1 | 34.5 | SPP
534060 |  |  | SC_LV11_1 | 34.5 | SPP
534061 |  |  | SC_LV12_1 | 34.5 | SPP
534066 |  |  | SC_TERT11_1 | 13.8 | SPP
534067 |  |  | SC_TERT12_1 | 13.8 | SPP
532779 |  |  | SC_WF1_7 | 345 | SPP | STRANGR7 | 39.2623 | -95.0321 | 1
212430 | 40.7027 | -76.2628 | SCHA 1 | 69 | PL | SCHA TP1 | 40.7027 | -76.2628 | 1
212431 | 40.6769 | -76.2803 | SCHA 2 | 69 | PL | SCHA TP2 | 40.6769 | -76.2803 | 1
192688 | X | X | SCOTCH12 | 12.5 | NB
192288 | X | X | SCOTCHFD | 69 | NB | LORNEVY2 | 46.2569 | -62.6934 | 1 |  | Out of Area
192588 | X | X | SCOTCHTF | 12.5 | NB
660148 |  |  | SCOTLAND | 34.5 | SPP
660147 |  |  | SCOTLAND JCT | 34.5 | SPP
629823 |  |  | SCRANTN RC8 | 69 | MISO
211233 | 40.5696 | -75.603 | SCTZ 1 | 69 | PL | SFOG 1 | 40.5656 | -75.5911 | 1
211235 |  |  | SCTZ 1 | 12.5 | PL
211234 | 40.5696 | -75.603 | SCTZ 2 | 69 | PL | SFOG 2 | 40.5656 | -75.5909 | 1
211236 |  |  | SCTZ 2 | 12.5 | PL
228196 |  |  | SEA ISLE2 | 12.9 | PJM
156039 | X | X | SEATON_C10A | 220 | IESO | DUFFIN_J_C10 | 43.86 | -79.07 | 2 |  | Out of Area
156043 | X | X | SEATON_MTS_J | 27.6 | IESO
156042 | X | X | SEATON_MTS_Z | 27.6 | IESO
156038 | X | X | SEATON_T28C | 220 | IESO | CLARINGTON | 44.3052 | -78.1732 | 2 |  | Out of Area
156041 | X | X | SEATONJ_C10A | 220 | IESO | DUFFIN_J_C10 | 43.86 | -79.07 | 1 |  | Out of Area
156040 | X | X | SEATONJ_T28C | 220 | IESO | CLARINGTON | 44.3052 | -78.1732 | 1 |  | Out of Area
407200 |  |  | SECI-Q20_POI | 230 | FRCC | FLRAHM. | 29.7476 | -81.8891 | 1
407203 |  |  | SECI-Q20_PV | 0.6 | FRCC
407202 |  |  | SECI-Q20_PV1 | 34.5 | FRCC
407201 |  |  | SECI-Q20_PV2 | 34.5 | FRCC
407204 |  |  | SECI-Q20_TR | 13.8 | FRCC
629848 |  |  | SEELY REC 8 | 69 | MISO
629826 |  |  | SEELYREC TP8 | 69 | MISO
520553 |  |  | SEILING4 | 138 | SPP | MOORLND4 | 36.4365 | -99.2259 | 1
515423 |  |  | SEMINL4G | 13.8 | SPP
515499 |  |  | SEMINL5G | 13.8 | SPP
516011 |  |  | SEMINL6G | 13.8 | SPP
513129 |  |  | SEQUOYAKM 2 | 69 | SPP | CLARMR 2 | 36.3357 | -95.6064 | 1
211176 | 40.6277 | -75.3444 | SFAR 2 | 12.5 | PL | X | X | X | 0 | Yes
211177 | 40.6338 | -75.2865 | SFAR 2 | 69 | PL | FARM 2 | 40.679 | -75.3359 | 1
218192 |  |  | SFIFTHST_L1 | 13.2 | PJM
218193 |  |  | SFIFTHST_L2 | 13.2 | PJM
693753 |  |  | SGR RV TERT1 | 13.2 | MISO
693749 |  |  | SGR RVR DVAR | 0.5 | MISO
126239 | 41.3116 | -74.2599 | SGRLF115 | 115 | NYISO | ROCK TV1 | 41.4678 | -74.1967 | 1
188948 | X | X | SH2A2 | 11 | TE | X | X | X | 0 | Yes
109302 |  |  | SHAFT_PV_COL | 34.5 | ISO-NE
109303 |  |  | SHAFT_PV_GSU | 34.5 | ISO-NE
108508 |  |  | SHAFT_PV_POI | 46 | ISO-NE | E ARLNGTON | 43.1006 | -73.1226 | 1
109301 |  |  | SHAFT_PV_T1 | 46 | ISO-NE | E ARLNGTON | 43.1006 | -73.1226 | 2
109153 |  |  | SHAFTSBRY_PV | 0.6 | ISO-NE
513109 |  |  | SHAMROCKM 2 | 69 | SPP | 2STROUD | 35.77 | -96.59 | 2
656105 | 42.7376 | -92.614 | SHELLRCKJCT8 | 69 | SPP | X | X | X | 0 | Yes
189043 | X | X | SHIPA13 | 13.8 | TE
189032 | X | X | SHIPA2 | 13.2 | TE
181011 | X | X | SHIPT2 | 161 | TE | X | X | X | 0 | Yes | Out of Area
103215 |  |  | SILVMAPL_COL | 34.5 | ISO-NE
103217 |  |  | SILVMAPL_GEN | 0.7 | ISO-NE
103216 |  |  | SILVMAPL_GSU | 34.5 | ISO-NE
103214 | 44.7893 | -68.5845 | SILVMAPL_POI | 115 | ISO-NE | X | X | X | 0 | Yes
401783 |  |  | SIXMILE | 138 | FRCC | GLADOLUS | 26.57 | -81.96 | 1
187415 | X | X | SJ12I1 | 12.9 | TE
187416 | X | X | SJ12I2 | 12.9 | TE
187417 | X | X | SJ12I3 | 12.9 | TE
187418 | X | X | SJ12I4 | 12.9 | TE
655860 |  |  | SKAAR___-MK7 | 115 | SPP | SATHERDM-MK7 | 47.5926 | -103.7696 | 1
515993 |  |  | SKELTC11 | 34.5 | SPP
515994 |  |  | SKELTG11 | 0.7 | SPP
515991 |  |  | SKELTL11 | 34.5 | SPP
515990 |  |  | SKELTON7 | 345 | SPP | WOODRNG7 | 36.3307 | -97.7898 | 1
515992 |  |  | SKELTT11 | 13.8 | SPP
401728 | 25.7876 | -80.201 | SKYLINE | 138 | FRCC | X | X | X | 0 | Yes
628911 |  |  | SLAKEN2 8 | 69 | MISO | LORIMRR8 | 41.107 | -94.1855 | 1
655964 |  |  | SLETTE -MW7 | 115 | SPP | TWELVE_M-MW7 | 47.9913 | -103.4144 | 1
628912 |  |  | SLX GEN | 13.8 | MISO
227096 | 38.7329 | -76.6564 | SM DUNKIRK | 69 | PJM
227097 | 38.5216 | -77.0368 | SM MARSH TAP | 69 | PJM | HAWK 69 | 38.5474 | -76.9071 | 2
227098 | 38.5329 | -77.0984 | SM RIPLEY SW | 69 | PJM
655866 |  |  | SNDCRKTP-MK7 | 115 | SPP | SWENSON -MK7 | 47.7896 | -103.1139 | 1
403188 |  |  | SNTFE SL_COL | 34.5 | DEF
403187 |  |  | SNTFE SL_HS | 230 | DEF | FT WHITE S | 29.9534 | -82.7795 | 2
403189 |  |  | SNTFE SL_INV | 34.5 | DEF
403190 |  |  | SNTFE SL_PV | 0.6 | DEF
615138 |  |  | SO FORK W | 0.7 | MISO
408861 |  |  | SO GIB-S TR | 13.2 | FRCC
401446 |  |  | SOBAY_TR | 13.2 | FRCC
401256 |  |  | SOCAPE DIST | 138 | FRCC | CITY-PT1 | 28.4025 | -80.7569 | 1
118197 |  |  | SOLAR BRKR | 23 | ISO-NE | GATE 2 | 41.5109 | -71.3196 | 1
184774 | X | X | SOLCIT1-25E | 26.4 | TE
184775 | X | X | SOLCIT2-25E | 26.4 | TE
184776 | X | X | SOLCIT3-25E | 26.4 | TE
184526 | X | X | SOLIREQ1-25E | 26.4 | TE
184527 | X | X | SOLIREQ2-25E | 26.4 | TE
184528 | X | X | SOLIREQ3-25E | 26.4 | TE
178525 | X | X | SOLIREQ-E2 | 0.8 | TE
227099 | 38.3486 | -76.456 | SOLOMONS | 69 | PJM | HEWTSME | 38.4424 | -76.8183 | 1
111019 | 42.3779 | -71.0953 | SOMVL_510_CS | 115 | ISO-NE | BRIGHTON A | 42.3574 | -71.1319 | 1
111020 | 42.3779 | -71.0953 | SOMVL_511_CS | 115 | ISO-NE | BRIGHTON B | 42.3574 | -71.1319 | 1
514807 |  |  | SOONER3G | 13.8 | SPP
533773 |  |  | SOPITT 2 | 69 | SPP | BAKER 2 | 37.3685 | -94.8146 | 1
669940 | 49.6032 | -100.4897 | SOURENB29 | 4.2 | MH | X | X | X | 0 | Yes
400561 |  |  | SOUTHBAY230 | 230 | FRCC | ALVA | 26.7036 | -81.6004 | 2
309809 |  |  | SPEEDWAYPV | 100 | SERC | WALLACER | 35.2177 | -80.5366 | 1
516012 |  |  | SPGCK5 | 13.8 | SPP
660125 |  |  | SPRINGFIELD | 34.5 | SPP
404151 |  |  | SRN_TAP | 138 | FRCC | IDYLWILD | 29.6044 | -82.356 | 1
227100 | 38.819 | -76.6904 | ST LEON TAP | 69 | PJM | SOLLERS 69 | 38.6167 | -76.7192 | 1
308641 |  |  | ST MARKS BL | 100 | SERC | GUM CK B | 36.121 | -79.4143 | 1
660324 |  |  | ST.LAWRENCE | 69 | SPP
660322 |  |  | ST.LWR OILSD | 69 | SPP
660323 |  |  | ST.LWR OILSD | 34.5 | SPP
149818 | 43.0888 | -77.5378 | STA56-23 | 12 | NYISO | X | X | X | 0 | Yes
308673 |  |  | STANLYPV | 100 | SERC | WNRWD RE | 35.231 | -80.1347 | 1
630951 |  |  | STANTHONYRC8 | 69 | MISO | FLETCHR J1 8 | 42.2187 | -93.0012 | 2
269390 |  |  | STATE1 | 41.6 | MISO
269412 |  |  | STATE2 | 41.6 | MISO
655865 |  |  | STATION8-MK7 | 115 | SPP | BLUEBUTE-MK7 | 47.6773 | -102.9309 | 1
407433 |  |  | STC SPLITOAK | 69 | FRCC | OU MAG R | 28.3542 | -81.2039 | 1
640440 |  |  | STEELEC_KXL9 | 6.9 | SPP
660228 |  |  | STICKNEY | 34.5 | SPP
660229 |  |  | STICKNEY JCT | 34.5 | SPP
660230 |  |  | STICKNEY JCT | 69 | SPP
190047 | X | X | STL | 69 | NB | GRFALL | 47.04 | -67.74 | 2 |  | Out of Area
190037 | X | X | STL_TAP | 69 | NB | GRFALL | 47.04 | -67.74 | 1 |  | Out of Area
630947 |  |  | STORYCITY8 | 69 | MISO | AMES J1 8 | 42.0141 | -93.6038 | 2
630946 |  |  | STORYCTYMUN8 | 69 | MISO | AMES J1 8 | 42.0141 | -93.6038 | 2
513106 |  |  | STROUDTPKM 2 | 69 | SPP | 2STROUD | 35.77 | -96.59 | 1
630945 |  |  | STRYCTYMUNT8 | 69 | MISO | AMES J1 8 | 42.0141 | -93.6038 | 1
636664 |  |  | SUB 17 TERT | 13.8 | MISO
525592 |  |  | SUDANRURAL 2 | 69 | SPP | LC-BECK +2 | 34.0861 | -102.5644 | 1
693751 |  |  | SUGAR RIVER | 69 | MISO | BLK SM T | 42.5606 | -89.543 | 2
309857 |  |  | SUGARPV | 100 | SERC | BOONVILL W | 36.2052 | -80.6922 | 1
543165 |  |  | SUGRCK_TP_E2 | 69 | SPP | SUGRCRK_N2 | 39.1076 | -94.4651 | 1
543164 |  |  | SUGRCK_TP_W2 | 69 | SPP | SUB F | 39.08 | -94.47 | 1
543163 | 39.1076 | -94.4651 | SUGRCRK_S2 | 69 | SPP | X | X | X | 0 | Yes
513083 |  |  | SUMMITKM 2 | 69 | SPP | 2CHECDST | 35.498 | -95.5046 | 1
208013 | 41.437 | -75.7043 | SUMT2_B4 | 230 | PL | SUMT | 41.437 | -75.7043 | 1
516025 |  |  | SUNDANC4 | 138 | SPP | CLEOCOR4 | 36.3756 | -98.4272 | 1
516023 |  |  | SUNDCC11 | 34.5 | SPP
516022 |  |  | SUNDCG11 | 0.7 | SPP
516024 |  |  | SUNDCL11 | 34.5 | SPP
516026 |  |  | SUNDCT11 | 13.8 | SPP
227103 | 38.6628 | -76.6105 | SUNDERLAND1 | 69 | PJM | HOLLAND 69 | 38.6167 | -76.7192 | 2
227104 | 38.6628 | -76.6105 | SUNDERLAND2 | 69 | PJM | HOLLAND 69 | 38.6167 | -76.7192 | 1
402991 |  |  | SUW 115 CT30 | 18 | DEF
402992 |  |  | SUW 230 CT30 | 18 | DEF
403180 |  |  | SUW SPRINGS | 115 | DEF | SUW-SWCRK TP | 30.4319 | -82.869 | 1
539136 |  |  | SVWF2 1 | 0.6 | SPP
539135 |  |  | SVWF2-CLCT1 | 34.5 | SPP
539134 |  |  | SVWF2-TERT1 | 13.8 | SPP
539133 |  |  | SVWF2-TX1 | 34.5 | SPP
527533 |  |  | SW4J795_E 3 | 115 | SPP | RIACBRSH_TP3 | 33.3379 | -104.5261 | 1
527534 |  |  | SW4J795_W 3 | 115 | SPP | ROSWELL_CTY3 | 33.3882 | -104.5364 | 1
513065 |  |  | SWAGONERKM 2 | 69 | SPP | OKAYGR 2 | 35.8561 | -95.311 | 1
217822 | 40.9285 | -74.2505 | SYCAMORE_69 | 69 | PJM | HAWTH69 | 40.9664 | -74.1507 | 1
247926 | 40.9552 | -84.6435 | T131 TR | 138 | PJM | 05LOGTOWN | 40.9552 | -84.6435 | 1
247925 | 40.9552 | -84.6435 | T131_CLR | 34.5 | PJM
253277 | 40.2665 | -83.7736 | T-154 | 69 | PJM | X | X | X | 0 | Yes
156111 | X | X | T1W_CITYVIEW | 220 | IESO | RICHVIEW_AH1 | 43.6834 | -79.5779 | 1 |  | Out of Area
156112 | X | X | T2E_CITYVIEW | 220 | IESO | RICHVIEW_AH2 | 43.6834 | -79.5779 | 1 |  | Out of Area
404105 |  |  | T77MID | 138 | FRCC
185709 | X | X | TACHE1590 | 120 | TE | MNY120 | 46.9867 | -70.5084 | 1 |  | Out of Area
401726 |  |  | TACK | 138 | FRCC | CYPRESS | 26.21 | -80.14 | 1
211880 | 41.4114 | -75.1578 | TAFT DC | 69 | PL | TAFT | 41.4114 | -75.1578 | 1
513062 |  |  | TAHLWESTKM 2 | 69 | SPP | 2SLEEPYH | 35.9358 | -94.9947 | 1
226904 | 38.97 | -76.9972 | TAK PS1 | 230 | PJM
226905 | 38.97 | -76.9972 | TAK PS2 | 230 | PJM
403179 |  |  | TALLAHASSE B | 115 | DEF | HAVANA 2 | 30.6042 | -84.44 | 1
629969 |  |  | TAMA EAST 8 | 69 | MISO | TOLEDO CEN 8 | 42.0364 | -92.5614 | 1
629967 |  |  | TAMA REC8 | 69 | MISO | TOLEDO CEN 8 | 42.0364 | -92.5614 | 2
640468 |  |  | TAMORA 8 | 69 | SPP
643181 |  |  | TAMORA T2 9 | 13.8 | SPP
228623 |  |  | TANSBOR_T1 | 12.9 | PJM
187364 | X | X | TAP_BELA | 315 | TE | X | X | X | 0 | Yes | Out of Area
146806 | 41.4009 | -74.3375 | TAP_HARTLEY | 69 | NYISO | X | X | X | 0 | Yes
146846 | 41.4009 | -74.3375 | TAP_SGOSHEN | 69 | NYISO | X | X | X | 0 | Yes
187377 | X | X | TAP-BEL-B | 315 | TE | BELANG315-1 | 45.6047 | -73.5999 | 1 |  | Out of Area
655870 |  |  | TBGARDEN-MK7 | 115 | SPP | TWNVLYTP-MK7 | 47.7845 | -103.2707 | 1
219773 | 40.2605 | -74.7254 | TEXAS_L1 | 13.2 | PJM
219774 | 40.2605 | -74.7254 | TEXAS_L2 | 13.2 | PJM
219767 | 40.2605 | -74.7254 | TEXASAVE69 | 69 | PJM | LAWRENCE_69 | 40.2825 | -74.7562 | 1
627091 |  |  | THISIUS 8 | 69 | MISO | GRE-CLARK 8 | 43.744 | -93.7188 | 1
309604 |  |  | THNKTREEPV | 100 | SERC | OXFORD | 35.821 | -81.1918 | 1
627008 |  |  | THOMPMACTV 8 | 69 | MISO | THOMPSN8 | 43.3735 | -93.7719 | 1
105283 |  |  | THORNTON_GSU | 34.5 | ISO-NE | BEEBE RIVER | 43.8281 | -71.6404 | 1
105284 |  |  | THORNTON_PV | 0.6 | ISO-NE
181065 | X | X | THU-PAP120 | 120 | TE | TURSOD | 45.6189 | -75.2239 | 1 |  | Out of Area
105325 |  |  | TILTON HGHTS | 34.5 | ISO-NE | WEBSTER | 43.4559 | -71.674 | 1
105326 |  |  | TILTON HGHTS | 0.6 | ISO-NE
401742 |  |  | TIMUCUAN | 230 | FRCC | JOHNSON | 27.4607 | -82.4685 | 1
660329 |  |  | TITAN | 69 | SPP
513041 |  |  | TITANKM 2 | 69 | SPP | 2TITANIC | 35.9005 | -94.7805 | 1
640525 |  |  | TOBIAS 3 | 345 | SPP | MOORE 3 | 40.5634 | -96.7883 | 1
629581 |  |  | TOLEDO REC8 | 69 | MISO | TOLEDO CEN 8 | 42.0364 | -92.5614 | 1
526938 |  |  | TOLK_TR 2 1 | 13.2 | SPP
132003 |  |  | TOMMILLRD | 46 | NYISO | HAMMOND | 44.6857 | -73.5576 | 1
227105 | 38.3144 | -76.889 | TOMPKINSVILL | 69 | PJM | MORG SOUTH | 38.3595 | -76.9639 | 1
188057 | X | X | TQM_120KV | 120 | TE | PLAINE | 45.73 | -73.83 | 1 |  | Out of Area
659479 |  |  | TRADEWND-UA3 | 345 | SPP | TANDE___-BE3 | 48.4012 | -102.8438 | 1
214325 | 40.055 | -75.4727 | TRDYFN09 | 230 | PJM | X | X | X | 0 | Yes
214326 | 40.055 | -75.4727 | TRDYFN24 | 230 | PJM | X | X | X | 0 | Yes
401710 |  |  | TREELINE | 230 | FRCC | BUCKINGHAM | 26.6073 | -81.7929 | 1
219817 | 40.2825 | -74.7562 | TRENTONSOL C | 13.2 | PJM | X | X | X | 0 | Yes
659433 |  |  | TRIPLEH__UA3 | 345 | SPP | FTTHOM1-LNX3 | 45.1801 | -100.0606 | 2
660220 |  |  | TRIPP CITY | 34.5 | SPP
660221 |  |  | TRIPP JCT | 34.5 | SPP
402906 |  |  | TRNTN SL_TER | 13.8 | DEF
659434 |  |  | TRPLHH1B-UA9 | 34.5 | SPP
659436 |  |  | TRPLHH1C-UA9 | 34.5 | SPP
659435 |  |  | TRPLHH1T-UA9 | 13.8 | SPP
659437 |  |  | TRPLHH1W-UAW | 0.7 | SPP
659438 |  |  | TRPLHH2B-UA9 | 34.5 | SPP
659440 |  |  | TRPLHH2C-UA9 | 34.5 | SPP
659439 |  |  | TRPLHH2T-UA9 | 13.8 | SPP
659441 |  |  | TRPLHH2W-UAW | 0.7 | SPP
627051 |  |  | TRTL CRK CL | 34.5 | MISO
403184 |  |  | TRUL TAP&CAP | 115 | DEF | WAUKEENAH TP | 30.44 | -83.73 | 1
403185 |  |  | TRULIEVE | 115 | DEF | WAUKEENAH TP | 30.44 | -83.73 | 2
111342 | 41.6865 | -70.2846 | TSP | 115 | ISO-NE | X | X | X | 0 | Yes
660340 |  |  | TULARE | 34.5 | SPP | REDFIELD 9 | 44.8967 | -98.5017 | 2
531497 |  |  | TURKEYR3 | 115 | SPP | WKNNY 3 | 39.0521 | -99.8717 | 1
680593 | 42.7014 | -91.0324 | TURKRVR DPC | 69 | MISO | X | X | X | 0 | Yes
627029 |  |  | TURTLE CRK 9 | 34.5 | MISO
627052 |  |  | TURTLE TERT | 13.8 | MISO
640588 |  |  | TURTLE.CRK 3 | 345 | SPP | HOSKINS3 | 42.0779 | -97.3549 | 1
673582 | X | X | TURTLELAKE | 138 | SPC | GLASLYN 6 | 53.19 | -107.79 | 1
673585 | X | X | TURTLESUB | 138 | SPC | TURTLETAP | 53.3906 | -109.6489 | 1
659480 |  |  | TWAURA1_-UA9 | 34.5 | SPP
659483 |  |  | TWAURA1_-UAW | 0.7 | SPP
659482 |  |  | TWAURA1C-UA9 | 34.5 | SPP
659485 |  |  | TWAURA2_-UA9 | 34.5 | SPP
659484 |  |  | TWAURA2_-UAW | 0.7 | SPP
659487 |  |  | TWAURA2C-UA9 | 34.5 | SPP
659488 |  |  | TWAURA3_-UAW | 0.7 | SPP
659481 |  |  | TWAURT11-UA9 | 13.8 | SPP
659486 |  |  | TWAURT21-UA9 | 13.8 | SPP
402945 |  |  | TWINRIVRS SW | 230 | DEF | SUW TRANSM | 30.3716 | -83.1828 | 1
655869 |  |  | TWINVLLY-MK7 | 115 | SPP | TWNVLYTP-MK7 | 47.7845 | -103.2707 | 1
211916 | 41.3824 | -75.1443 | TWLA 2 | 12.5 | PL | X | X | X | 0 | Yes
211917 | 41.4573 | -75.2909 | TWLA 2 | 69 | PL | 27WALKER | 41.3617 | -75.219 | 2
211601 | 41.3735 | -75.1667 | TWLA DC | 69 | PL | X | X | X | 0 | Yes
211600 | 41.3735 | -75.1667 | TWLA TP | 69 | PL | 27WALKER | 41.3617 | -75.219 | 1
693491 |  |  | TWO CKS CL-1 | 34.5 | MISO
693490 |  |  | TWO CKS CL-2 | 34.5 | MISO
402947 |  |  | TWRIV SL_COL | 34.5 | DEF
402946 |  |  | TWRIV SL_HS | 230 | DEF | SUW TRANSM | 30.3716 | -83.1828 | 2
402948 |  |  | TWRIV SL_INV | 34.5 | DEF
402949 |  |  | TWRIV SL_PV | 0.6 | DEF
405714 |  |  | TYLR CRK PV | 115 | FRCC | IND RIV 1 | 28.492 | -80.7806 | 1
660122 |  |  | TYNDALL | 34.5 | SPP
660123 |  |  | TYNDALL T | 34.5 | SPP
237000 | 39.7572 | -78.8742 | U2-073_GEN | 0.6 | PJM | 01TR_U2-073A | 41.0384 | -79.407 | 1 |  | In Service | Twin Ridges Wind Farm | Wind | 139
235099 | 39.7572 | -78.8742 | U2-073B E | 0.6 | PJM | 01TR_U2-073B | 41.0384 | -79.407 | 1 |  | In Service | Twin Ridges Wind Farm | Wind | 139
247941 | X | X | U4-029 E | 138 | PJM | 05MELMOR | 41.0409 | -83.1284 | 2 |  | Withdrawn
270174 | X | X | U4-029_GEN | 138 | PJM | 05MELMOR | 41.0409 | -83.1284 | 1 |  | Withdrawn
309885 |  |  | UNEMC16 | 100 | SERC | NEWELL T | 35.2354 | -80.6843 | 1
135620 | 42.9048 | -78.7679 | URBN-922 | 115 | NYISO | CLSP-181 | 42.9183 | -78.7224 | 1
546210 |  |  | V WEST 5 | 161 | SPP | SUNSET 5 | 39.1284 | -94.7698 | 1
247548 | X | X | V4-010 | 138 | PJM | X | X | X | 0 | Yes | Withdrawn
184306 | X | X | VAL251 | 26.4 | TE
184305 | X | X | VAL252 | 26.4 | TE
227106 | 38.1945 | -76.5131 | VALLEY LEE | 69 | PJM | HEWTSME | 38.4424 | -76.8183 | 2
630937 |  |  | VALLEYREC8 | 69 | MISO
630936 |  |  | VALLEYRECT8 | 69 | MISO | QUARTZAVE8 | 42.0663 | -93.8451 | 2
629608 |  |  | VAN HORNE 8 | 69 | MISO | VINTON 8 | 42.1668 | -92.0384 | 2
629611 |  |  | VANHORN REC8 | 69 | MISO | BELLE PLN 8 | 41.9857 | -92.2607 | 1
190435 | X | X | VANIER1 | 138 | NB | X | X | X | 0 | Yes | Out of Area
190449 | X | X | VANIER2 | 138 | NB | VANIER74 | 45.9084 | -66.6125 | 2 |  | Out of Area
190446 | X | X | VANIER85 | 138 | NB | PRIEST85 | 45.9378 | -66.6498 | 1 |  | Out of Area
184691 | X | X | VARR25 | 26.4 | TE
660321 |  |  | VAYLAND | 69 | SPP | HURON WPARK8 | 44.3754 | -98.259 | 2
109579 |  |  | VERNON GSU | 34.5 | ISO-NE
109577 | 42.7715 | -72.5153 | VERNON HS | 69 | ISO-NE | VERNON VT | 42.7802 | -72.5159 | 2
109578 |  |  | VERNON LS | 34.5 | ISO-NE
109580 |  |  | VERNON SOLAR | 0.6 | ISO-NE
109576 | 42.7715 | -72.5153 | VERNON TAP | 69 | ISO-NE | VERNON VT | 42.7802 | -72.5159 | 1
126565 | 40.7171 | -73.9878 | VHILL DSS2 | 27 | NYISO | X | X | X | 0 | Yes
629553 |  |  | VIC REC TAP | 69 | MISO
629552 |  |  | VICTOR REC8 | 69 | MISO
629554 |  |  | VICTOR SW8 | 69 | MISO
629555 |  |  | VICTOR8 | 69 | MISO
533992 |  |  | VIKING SUB 2 | 69 | SPP | WINFLD 2 | 37.15 | -97.04 | 2
530721 | 38.8667 | -99.3097 | VINEDE_N | 115 | SPP | X | X | X | 0 | Yes
530722 | 38.8571 | -99.3074 | VINEDE_S | 115 | SPP | X | X | X | 0 | Yes
629602 |  |  | VINING REC 8 | 69 | MISO | BELLE PLN 8 | 41.9857 | -92.2607 | 2
629604 |  |  | VINING TAP 8 | 69 | MISO | BELLE PLN 8 | 41.9857 | -92.2607 | 1
629428 |  |  | VOYAGER 8 | 69 | MISO | IOWA JCT | 41.496 | -91.5259 | 1
109912 |  |  | VTNH_34_1 | 34.5 | ISO-NE | AM PAPER | 44.374 | -71.8048 | 1
128541 | 41.7397 | -73.8348 | VW CAP BANK | 345 | NYISO | X | X | X | 0 | Yes
128542 | 41.9744 | -73.7988 | VW CB 1 | 345 | NYISO | PLTVLLEY | 41.7397 | -73.8348 | 2
128543 | 41.9744 | -73.7988 | VW CB 2 | 345 | NYISO | PLTVLLEY | 41.7397 | -73.8348 | 2
111080 |  |  | W MEDWAY J4 | 13.8 | ISO-NE
111081 |  |  | W MEDWAY J5 | 13.8 | ISO-NE
627067 |  |  | W.BRCH TAP8 | 69 | MISO | ERNSTRECTAP8 | 41.6857 | -91.4437 | 1
525613 |  |  | W_LITTLFLD 2 | 69 | SPP | LAMB_CNTY 2 | 33.8791 | -102.3283 | 1
228728 | 39.5036 | -74.9435 | W1-130C | 12.9 | PJM | X | X | X | 0 | Yes | In Service | Cedar Branch Solar Farm | Solar | 6
160220 | X | X | W14_T#2_JCT | 118 | IESO | BUCHANAN_TS | 42.9387 | -81.1882 | 1 |  | Out of Area
669123 |  |  | W17TAP 8 | 63.5 | MH | AMY ST.8 | 49.95 | -96.9 | 1
669124 |  |  | W18TAP 8 | 63.5 | MH | KING ST8 | 49.91 | -97.11 | 1
228729 | 39.39 | -74.58 | W2-030 C | 12.9 | PJM | X | X | X | 0 | Yes | In Service | 1307 Doughty Road | Solar | 9
276613 | 39.9752 | -89.3408 | W2-048 COL1 | 34.5 | PJM | [5 empty] | In Service | Hilltopper Wind, LLC | Wind | 62.5
276614 | 39.9752 | -89.3408 | W2-048 COL2 | 34.5 | PJM | [5 empty] | In Service | Hilltopper Wind, LLC | Wind | 62.5
276615 | 39.9752 | -89.3408 | W2-048 GEN | 0.7 | PJM | [5 empty] | In Service | Hilltopper Wind, LLC | Wind | 62.5
276612 | 39.9752 | -89.3408 | W2-048 MAIN | 345 | PJM | MTPULASKI ; | 40.1519 | -89.1197 | 2 |  | In Service | Hilltopper Wind, LLC | Wind | 62.5
276616 | 39.9752 | -89.3408 | W2-048 TER | 13.8 | PJM | [5 empty] | In Service | Hilltopper Wind, LLC | Wind | 62.5
233922 | X | X | W3-032A-230 | 230 | PJM | CARTANZA | 39.2022 | -75.4693 | 1 |  | Withdrawn
233920 | X | X | W3-032A-CTG1 | 18 | PJM | [5 empty] | Withdrawn
233921 | X | X | W3-032A-STG1 | 13.8 | PJM | [5 empty] | Withdrawn
203933 | X | X | W3-099 TAP | 230 | PJM | 26ERIE E | 42.1657 | -79.8358 | 1 |  | Withdrawn
660134 |  |  | WAGNER JCT | 34.5 | SPP | ARMOUR 9 | 43.2625 | -98.3218 | 2
660131 |  |  | WAGNER NORTH | 34.5 | SPP
660133 |  |  | WAGNER SW | 34.5 | SPP
660132 |  |  | WAGNER T | 34.5 | SPP
627014 |  |  | WALCOTT 8 | 69 | MISO | DURANT REC 8 | 41.5963 | -90.8803 | 1
135619 | 42.9035 | -78.7684 | WALD-922 | 115 | NYISO | GRDNVL1 | 42.8518 | -78.768 | 2
227107 | 38.6136 | -76.9305 | WALDORF | 69 | PJM | HAWK 69 | 38.5474 | -76.9071 | 2
227108 | 38.5942 | -76.9097 | WALDORF TAP | 69 | PJM | FARMSM55 | 38.7734 | -76.959 | 2
629498 |  |  | WALFORD JCT8 | 69 | MISO
308670 |  |  | WALKERT WH | 100 | SERC | GOODWILT | 36.2472 | -80.1377 | 1
218679 | 40.6755 | -74.2786 | WALNUT_L1 | 13.2 | PJM
218680 | 40.6755 | -74.2786 | WALNUT_L2 | 13.2 | PJM
218686 | 40.6755 | -74.2786 | WALNUT69 | 69 | PJM | SPRINGFD_69 | 40.5884 | -74.4804 | 1
628913 |  |  | WAPELLO | 0.7 | MISO
628915 |  |  | WAPELLO B1 | 34.5 | MISO
628914 |  |  | WAPELLO C1 | 34.5 | MISO
660426 |  |  | WARNER | 34.5 | SPP
505485 |  |  | WASHBURN5 | 161 | SPP | BEAVER 5 | 36.4227 | -93.8463 | 1
228481 |  |  | WASHTWP3 | 12.9 | PJM
226906 | 38.8702 | -77.0129 | WATER-PS1 | 230 | PJM | RITCH059 | 38.8801 | -76.8776 | 1
226907 | 38.8702 | -77.0129 | WATER-PS2 | 230 | PJM | RITCH060 | 38.8801 | -76.8776 | 1
629468 |  |  | WATKINS 8 | 69 | MISO
627009 |  |  | WAUKONSNAKE8 | 69 | MISO | WAUKNIP8 | 43.2787 | -91.4876 | 1
660441 |  |  | WEBSTER CITY | 69 | SPP
660440 |  |  | WEBSTER NW | 69 | SPP
227109 | 38.1532 | -76.3759 | WEBSTER TAP | 69 | PJM
227110 | 38.1445 | -76.4182 | WEBSTERFIELD | 69 | PJM
630983 |  |  | WEBSTERREC8 | 69 | MISO
630982 |  |  | WEBSTERRECT8 | 69 | MISO
533991 |  |  | WEST SUB 2 | 69 | SPP | WINFLD 2 | 37.15 | -97.04 | 1
401567 |  |  | WEST1_TR | 13.2 | FRCC
401606 |  |  | WEST2_TR | 13.2 | FRCC
227111 | 38.6519 | -76.8782 | WESTBRANDY | 69 | PJM | BRCHLSM | 38.7434 | -76.9111 | 1
227112 | 38.6305 | -76.9179 | WESTLAKE1 | 69 | PJM | HAWK 69 | 38.5474 | -76.9071 | 2
227113 | 38.6305 | -76.9179 | WESTLAKE2 | 69 | PJM | HAWK 69 | 38.5474 | -76.9071 | 1
309707 |  |  | WESTMINSTERP | 100 | SERC | HUDLOW R | 35.4296 | -81.9339 | 1
660408 |  |  | WESTPORT | 34.5 | SPP
543155 |  |  | WHGNSVL_TER1 | 7.2 | SPP
543154 |  |  | WHGNSVL1 | 12.5 | SPP
660233 |  |  | WHITE LAKE | 69 | SPP
214329 | 40.128 | -75.2103 | WHTMRSH6 | 230 | PJM | X | X | X | 0 | Yes
210503 | 40.6907 | -75.4873 | WIBR 1 | 138 | PL | CATA 1 | 40.6515 | -75.4647 | 2
210509 |  |  | WIBR 1 | 12.5 | PL
210504 | 40.6907 | -75.4873 | WIBR 2 | 138 | PL | CATA 2 | 40.6515 | -75.4647 | 2
210510 |  |  | WIBR 2 | 12.5 | PL
210501 | 40.6907 | -75.4873 | WIBR TP1 | 138 | PL | CATA 1 | 40.6515 | -75.4647 | 1
210502 | 40.6907 | -75.4873 | WIBR TP2 | 138 | PL | CATA 2 | 40.6515 | -75.4647 | 1
629575 |  |  | WILLIAMSBRG8 | 69 | MISO | PARNEL 8 | 41.5644 | -92.0645 | 2
660503 |  |  | WILLOW LK N | 24.9 | SPP
660502 |  |  | WILLOW LK S | 24.9 | SPP
652496 |  |  | WINCHESTER4 | 230 | SPP | BISMARK4 | 46.8138 | -100.7291 | 1
620137 |  |  | WINGER 2 9 | 13.2 | MISO
526029 |  |  | WLDCAT_CL 1 | 34.5 | SPP
526028 |  |  | WLDCAT_COL 1 | 34.5 | SPP
526023 |  |  | WLDCAT_GT 1 | 0.5 | SPP
526027 |  |  | WLDCAT_TER 1 | 13.8 | SPP
526025 |  |  | WLDCAT1.7151 | 0.7 | SPP
526024 |  |  | WLDCAT2.0 1 | 0.7 | SPP
526026 |  |  | WLDCAT2.3 1 | 0.7 | SPP
526031 |  |  | WLDCATRNCH 3 | 115 | SPP | LOST_DRAW 3 | 33.4693 | -102.6955 | 1
510956 |  |  | WLDHRSE_GEN1 | 0.7 | SPP
510955 |  |  | WLDHRSE_GSU1 | 34.5 | SPP
510954 |  |  | WLDHRSE_MPT1 | 34.5 | SPP
510953 |  |  | WLDHRSE_MPT4 | 138 | SPP | TUSKAHOMA4 | 34.5452 | -95.2712 | 1
629496 |  |  | WLFRD TRRY 8 | 69 | MISO
211931 | 41.4685 | -75.1323 | WLPK TI1 | 69 | PL | KIMB 1 | 41.4445 | -75.1752 | 1
111082 | 42.1391 | -71.4483 | WMDWY_99 | 99 | ISO-NE
658257 |  |  | WMU-PRIAM 8 | 69 | MISO | GRE-BRLINTP8 | 45.084 | -95.1113 | 1
658256 |  |  | WMU-PRIAM T | 12.8 | MISO
513086 |  |  | WMUSKGKM 2 | 69 | SPP | 2CHECDST | 35.498 | -95.5046 | 2
658261 | 45.1567 | -95.0079 | WMU-WILLMAR8 | 69 | MISO | GRE-KANDYOH8 | 45.1599 | -94.9619 | 1
658260 |  |  | WMU-WILLMR2T | 12.5 | MISO
658254 | 45.1567 | -95.0079 | WMU-WILMR E8 | 69 | MISO | WMU-WILMRMN8 | 45.1567 | -95.0079 | 1
658252 | 45.1567 | -95.0079 | WMU-WILMRSO8 | 69 | MISO | WMU-WILMRMN8 | 45.1567 | -95.0079 | 2
658251 | 45.1567 | -95.0079 | WMU-WILMRSW8 | 69 | MISO | WMU-WILSWTP8 | 45.0821 | -95.0534 | 1
658253 |  |  | WMU-WILMRTP8 | 69 | MISO | GRE-SUNBURG8 | 45.2966 | -95.1524 | 1
658255 |  |  | WMU-WTRTMT 8 | 69 | MISO | GRE-WLMTRTP8 | 45.0857 | -95.1691 | 1
660320 |  |  | WOLSEY | 69 | SPP | HURON WPARK8 | 44.3754 | -98.259 | 1
227114 | 38.4981 | -76.9442 | WOODED GLEN | 69 | PJM | HAWK 69 | 38.5474 | -76.9071 | 1
228340 | 39.6365 | -75.318 | WOODSTOWN | 34.5 | PJM
629883 |  |  | WOODWARDREC8 | 69 | MISO | MADRID 8 | 41.8823 | -93.8216 | 2
629749 |  |  | WOODWRDRCTP8 | 69 | MISO | MADRID 8 | 41.8823 | -93.8216 | 1
660303 |  |  | WOONSKTKANEB | 34.5 | SPP
660305 |  |  | WOONSOCKET | 34.5 | SPP
660304 |  |  | WOONSOCKET J | 34.5 | SPP
660306 |  |  | WOONSOCKET W | 34.5 | SPP
655517 |  |  | WORTHING-ER8 | 69 | SPP | MOS-CNTN-ER8 | 43.2854 | -96.8191 | 1
105376 |  |  | W-PORTSMOUTH | 34.5 | ISO-NE | GARVINS | 43.1628 | -71.5074 | 1
105377 |  |  | W-PORTSMOUTH | 0.6 | ISO-NE
534080 |  |  | WR_11WF1 | 0.7 | SPP
534088 |  |  | WR_11WF2 | 0.7 | SPP
534081 |  |  | WR_12WF1 | 0.7 | SPP
534089 |  |  | WR_12WF2 | 0.7 | SPP
534078 |  |  | WR_CLCT11_1 | 34.5 | SPP
534079 |  |  | WR_CLCT12_1 | 34.5 | SPP
534086 |  |  | WR_CLCT21_1 | 34.5 | SPP
534087 |  |  | WR_CLCT22_1 | 34.5 | SPP
534076 |  |  | WR_LV11_1 | 34.5 | SPP
534077 |  |  | WR_LV12_1 | 34.5 | SPP
534084 |  |  | WR_LV21_1 | 34.5 | SPP
534085 |  |  | WR_LV22_1 | 34.5 | SPP
534082 |  |  | WR_TERT11_1 | 13.8 | SPP
534083 |  |  | WR_TERT12_1 | 13.8 | SPP
534090 |  |  | WR_TERT21_1 | 13.8 | SPP
534091 |  |  | WR_TERT22_1 | 13.8 | SPP
532788 |  |  | WR_WF1_7 | 345 | SPP | IC_WF1_7 | 37.3277 | -97.0942 | 1
532789 |  |  | WR_WF2_7 | 345 | SPP | IC_WF1_7 | 37.3277 | -97.0942 | 2
658089 |  |  | WTR15AV7 | 115 | SPP | WATERTN7 | 44.8825 | -97.0452 | 1
247649 | 38.1918 | -82.6044 | X2-006 C1 | 345 | PJM | 05RIVRSD GEN | 38.1918 | -82.6044 | 1 |  | In Service | Riverside Generating Station | Natural Gas | 0
247650 | 38.1918 | -82.6044 | X2-006 C2 | 345 | PJM | 05FOOTHL | 38.1865 | -82.6049 | 1 |  | In Service | Riverside Generating Station | Natural Gas | 0
276619 | 39.9752 | -89.3408 | X2-022 COL1 | 34.5 | PJM | [5 empty] | In Service | Hilltopper Wind Farm | Wind | 187.5
276620 | 39.9752 | -89.3408 | X2-022 COL2 | 34.5 | PJM | [5 empty] | In Service | Hilltopper Wind Farm | Wind | 187.5
276621 | 39.9752 | -89.3408 | X2-022 GEN | 0.7 | PJM | [5 empty] | In Service | Hilltopper Wind Farm | Wind | 187.5
276622 | 39.9752 | -89.3408 | X2-022 TER | 13.8 | PJM | [5 empty] | In Service | Hilltopper Wind Farm | Wind | 187.5
276611 | 40.012 | -89.2921 | X2-022_MAIN | 345 | PJM | MTPULASKI ; | 40.1519 | -89.1197 | 1 |  | In Service | Hilltopper Wind Farm | Wind | 187.5
270110 | X | X | Y1-006 COL | 34.5 | PJM | [5 empty] | Withdrawn
270111 | X | X | Y1-006 GEN | 0.7 | PJM | [5 empty] | Withdrawn
629844 |  |  | YALE REC 8 | 69 | MISO | PNRMA RCTP 8 | 41.5433 | -94.5451 | 1
401703 |  |  | YANKEE | 230 | FRCC | SYLVAN | 28.7925 | -81.3883 | 1
219727 | 40.1894 | -74.659 | YARDVSOLFA C | 13.2 | PJM | X | X | X | 0 | Yes
219728 | 40.1894 | -74.659 | YARDVSOLFA E | 13.2 | PJM | YARDVIL_L1 | 40.1894 | -74.659 | 2
660120 |  |  | YNK 50_210 J | 34.5 | SPP
660106 |  |  | YNK BURL T | 34.5 | SPP
660105 |  |  | YNK CITY | 34.5 | SPP
660111 |  |  | YNK EAST | 34.5 | SPP
660110 |  |  | YNK EAST T N | 34.5 | SPP
660109 |  |  | YNK EAST T S | 34.5 | SPP
660116 |  |  | YNK HILLTOP | 34.5 | SPP
660104 |  |  | YNK HOSPITAL | 34.5 | SPP
660101 |  |  | YNK HWYSHP T | 34.5 | SPP
660100 |  |  | YNK JCT | 34.5 | SPP
660103 |  |  | YNK NO.WEST | 34.5 | SPP
660102 |  |  | YNK NO.WESTT | 34.5 | SPP
660031 |  |  | YNK PLANT | 4.2 | SPP
660032 |  |  | YNK PLANT | 12.5 | SPP
660112 |  |  | YNK PLANT | 34.5 | SPP
660107 |  |  | YNK SO.EAST | 34.5 | SPP
660113 |  |  | YNK VISTA SG | 34.5 | SPP
660108 |  |  | YNK WAREHOUS | 34.5 | SPP
660115 |  |  | YNK WHITDR T | 34.5 | SPP
629670 |  |  | YORK8 | 69 | MISO
153659 | X | X | YORKCGS_SSL | 16.5 | IESO | X | X | X | 0 | Yes
276168 | X | X | Z1-106 E1 | 34.5 | PJM | W CHICAGO; B | 41.8933 | -88.2243 | 1
276167 | X | X | Z1-106 E2 | 34.5 | PJM | W CHICAGO; R | 41.8933 | -88.2243 | 1 |  | Withdrawn
276169 | X | X | Z1-107 E | 34.5 | PJM | JOLIET409; | 41.4953 | -88.1259 | 1 |  | Withdrawn
219911 | X | X | Z1-116_MAIN | 230 | PJM | METUCHEN | 40.5305 | -74.3488 | 1 |  | Withdrawn
177770 | X | X | NAN | 0.4 | TE
180479 | X | X | NAN | 315 | TE | X | X | X | 0 | Yes | Out of Area
180487 | X | X | NAN | 315 | TE | X | X | X | 0 | Yes | Out of Area
187268 | X | X | NAN | 26.4 | TE