## Sheet1
BUS_I | BUS_NAME | ISO | BUS_AREA | BASE_KV | ZONE | cluster_id | cluster_status | Source | latitude | longitude | known_cluster_lat_lon_1 | known_cluster_lon_1 | known_cluster_id_1 | known_cluster_lat_lon_2 | known_cluster_lon_2 | known_cluster_id_2 | Actual Name
100005 | COOPERS MILL | ISONE | 101 | 345 | 100 | 0 | known |  | 44.2971 | -69.5562
100006 | COOPERS STAT | ISONE | 101 | 345 | 100 | 0 | known
100242 | COOPERS ML_R | ISONE | 101 | 13.8 | 100 | 0 | known
100243 | COOPERSML_R1 | ISONE | 101 | 13.8 | 100 | 0 | known
100244 | COOPERSML_R2 | ISONE | 101 | 13.8 | 100 | 0 | known
100253 | COOPERS MILL | ISONE | 101 | 115 | 100 | 0 | known
100302 | COOPERS ML_C | ISONE | 101 | 115 | 100 | 0 | known
100313 | COOPER ML_C1 | ISONE | 101 | 115 | 100 | 0 | known
100314 | COOPER ML_C2 | ISONE | 101 | 115 | 100 | 0 | known
100525 | COOPERS STAT | ISONE | 101 | 32.5 | 100 | 0 | known
102135 | COOPERSM | ISONE | 101 | 34.5 | 100 | 0 | known
1000003 | STR_PT_XF_3 | ISONE | 101 | 1 | 100 | 0 | known
100088 | YARMOUTH | ISONE | 101 | 345 | 100 | 1 | known |  | 43.7512 | -70.1554
100368 | YARMOUTH #4 | ISONE | 101 | 22 | 100 | 1 | known
100089 | SOUTH GORHAM | ISONE | 101 | 345 | 100 | 2 | known |  | 43.6445 | -70.4324
100165 | SOUTH GORHAM | ISONE | 101 | 115 | 100 | 2 | known |  | 43.6445 | -70.4324
100307 | S. GORHAM_C | ISONE | 101 | 115 | 100 | 2 | known
100311 | S.GORHAM_C1 | ISONE | 101 | 115 | 100 | 2 | known
100312 | S.GORHAM_C2 | ISONE | 101 | 115 | 100 | 2 | known
100091 | MASON | ISONE | 101 | 345 | 100 | 3 | known |  | 43.9912 | -69.6713
100121 | MASON 1 | ISONE | 101 | 115 | 100 | 3 | known
100190 | MASON 2 | ISONE | 101 | 115 | 100 | 3 | known
100192 | MASON 5 | ISONE | 101 | 115 | 100 | 3 | known
100309 | MASON_C | ISONE | 101 | 115 | 100 | 3 | known
100315 | MASON_C1 | ISONE | 101 | 115 | 100 | 3 | known
100316 | MASON_C2 | ISONE | 101 | 115 | 100 | 3 | known
101560 | MASON | ISONE | 101 | 34.5 | 100 | 3 | known
100095 | LARRABEE RD | ISONE | 101 | 345 | 100 | 4 | known |  | 44.1411 | -70.186
100230 | LARRABEE RD | ISONE | 101 | 115 | 100 | 4 | known
100232 | LARABEE RD_R | ISONE | 101 | 13.8 | 100 | 4 | known
100317 | LARRABEE_C | ISONE | 101 | 115 | 100 | 4 | known
100567 | LARRABEE T2 | ISONE | 101 | 99 | 100 | 4 | known
1000006 | STR_PT_XF_6 | ISONE | 101 | 1 | 100 | 4 | known
100098 | MAGUIRE ROAD | ISONE | 101 | 345 | 100 | 5 | known |  | 43.3969 | -70.6174
100163 | MAGUIRE ROAD | ISONE | 101 | 115 | 100 | 5 | known
100306 | MAGUIRE RD_C | ISONE | 101 | 115 | 100 | 5 | known
100102 | NORWAY | ISONE | 101 | 115 | 100 | 6 | unknown |  | 44.2073 | -70.5282
101520 | NORWAY | ISONE | 101 | 34.5 | 100 | 6 | unknown |  | 44.2073 | -70.5282
100103 | KIMBALL RD 1 | ISONE | 101 | 115 | 100 | 7 | unknown |  | 44.1518 | -70.6337 |  |  |  | 44.5317 | -70.523 | 55
100220 | KIMBALL RD 2 | ISONE | 101 | 115 | 100 | 7 | unknown |  | 44.1518 | -70.6337 |  |  |  | 44.5317 | -70.523 | 55
100221 | KIMBALL RD 3 | ISONE | 101 | 115 | 100 | 7 | unknown |  | 44.1518 | -70.6337 |  |  |  | 44.5317 | -70.523 | 55
100222 | KIMBALL RD_C | ISONE | 101 | 115 | 100 | 7 | unknown |  | 44.1518 | -70.6337 |  |  |  | 44.5317 | -70.523 | 55
100451 | KIMBALL ROAD | ISONE | 101 | 34.5 | 100 | 7 | unknown |  | 44.1518 | -70.6337 |  |  |  | 44.5317 | -70.523 | 55
102172 | PAPOOSE POND | ISONE | 101 | 34.5 | 100 | 7 | unknown |  | 44.1518 | -70.6337 |  |  |  | 44.5317 | -70.523 | 55
102173 | PTLDPIPE HAR | ISONE | 101 | 34.5 | 100 | 7 | unknown |  | 44.1518 | -70.6337 |  |  |  | 44.5317 | -70.523 | 55
100105 | AUGUSTA EAST | ISONE | 101 | 115 | 100 | 8 | unknown |  | 44.3294 | -69.7462 | 44.2971 | -69.5562 | 0 | 44.2971 | -69.5562 | 0 | AUGUSTA EAST SIDE
101105 | AUGUSTA EAST | ISONE | 101 | 34.5 | 100 | 8 | unknown |  | 44.3294 | -69.7462 | 44.2971 | -69.5562 | 0 | 44.2971 | -69.5562 | 0 | AUGUSTA EAST SIDE
100106 | RAYMOND | ISONE | 101 | 115 | 100 | 9 | unknown |  | 43.9442 | -70.4947 | 43.9319 | -70.2033 | 10782 | 43.9319 | -70.2033 | 10782
101540 | RAYMOND 115 | ISONE | 101 | 34.5 | 100 | 9 | unknown |  | 43.9442 | -70.4947 | 43.9319 | -70.2033 | 10782 | 43.9319 | -70.2033 | 10782
100108 | DETROIT | ISONE | 101 | 115 | 100 | 10 | unknown |  | 44.7929 | -69.3622 | 44.5742 | -69.5091 | 10783 | 44.5742 | -69.5091 | 10783
100750 | DOGTOWN ROAD | ISONE | 101 | 115 | 100 | 10 | unknown |  | 44.7929 | -69.3622 | 44.5742 | -69.5091 | 10783 | 44.5742 | -69.5091 | 10783
100751 | DOGTOWN LV | ISONE | 101 | 18 | 100 | 10 | unknown |  | 44.7929 | -69.3622 | 44.5742 | -69.5091 | 10783 | 44.5742 | -69.5091 | 10783
102000 | DETROIT | ISONE | 101 | 34.5 | 100 | 10 | unknown |  | 44.7929 | -69.3622 | 44.5742 | -69.5091 | 10783 | 44.5742 | -69.5091 | 10783
100109 | BELFAST | ISONE | 101 | 115 | 100 | 11 | unknown |  | 44.457 | -69.0391 | 44.5748 | -68.8061 | 59 | 44.5748 | -68.8061 | 59
101243 | BELFAST | ISONE | 101 | 34.5 | 100 | 11 | unknown |  | 44.457 | -69.0391 | 44.5748 | -68.8061 | 59 | 44.5748 | -68.8061 | 59
100110 | HIGHLAND | ISONE | 101 | 115 | 100 | 12 | unknown |  | 44.1365 | -69.2043 | 44.2971 | -69.5562 | 0 | 44.2971 | -69.5562 | 0
101269 | HIGHLAND | ISONE | 101 | 34.5 | 100 | 12 | unknown |  | 44.1365 | -69.2043 | 44.2971 | -69.5562 | 0 | 44.2971 | -69.5562 | 0
100111 | HARRIS HYDRO | ISONE | 101 | 115 | 100 | 13 | unknown |  | 45.4592 | -69.8658
100356 | HARRIS HY T1 | ISONE | 101 | 13.8 | 100 | 13 | unknown |  | 45.4592 | -69.8658
100357 | HARRIS HY T2 | ISONE | 101 | 13.8 | 100 | 13 | unknown |  | 45.4592 | -69.8658
100358 | HARRIS HY T3 | ISONE | 101 | 13.8 | 100 | 13 | unknown |  | 45.4592 | -69.8658
100461 | HARRIS HYD4 | ISONE | 101 | 2.4 | 100 | 13 | unknown |  | 45.4592 | -69.8658
102008 | HARRIS | ISONE | 101 | 34.5 | 100 | 13 | unknown |  | 45.4592 | -69.8658
100112 | HARTLAND | ISONE | 101 | 115 | 100 | 14 | unknown |  | 44.8359 | -69.4764 |  |  |  | 44.5742 | -69.5091 | 10783
100223 | SECT 82B TAP | ISONE | 101 | 115 | 100 | 14 | unknown |  | 44.8359 | -69.4764 |  |  |  | 44.5742 | -69.5091 | 10783
101112 | HARTLAND | ISONE | 101 | 12.47 | 100 | 14 | unknown |  | 44.8359 | -69.4764 |  |  |  | 44.5742 | -69.5091 | 10783
100113 | WYMAN HYDRO | ISONE | 101 | 115 | 100 | 15 | unknown |  | 45.071 | -69.9029
100300 | WYMAN HYD_C | ISONE | 101 | 115 | 100 | 15 | unknown |  | 45.071 | -69.9029
100360 | WYMAN HYD#1 | ISONE | 101 | 13.8 | 100 | 15 | unknown |  | 45.071 | -69.9029
100361 | WYMAN HYD#2 | ISONE | 101 | 13.8 | 100 | 15 | unknown |  | 45.071 | -69.9029
100362 | WYMAN HYD#3 | ISONE | 101 | 13.8 | 100 | 15 | unknown |  | 45.071 | -69.9029
100114 | WINSLOW | ISONE | 101 | 115 | 100 | 16 | unknown |  | 44.5696 | -69.6032 | 44.5742 | -69.5091 | 10783 | 44.5742 | -69.5091 | 10783
101060 | WINSLOW | ISONE | 101 | 34.5 | 100 | 16 | unknown |  | 44.5696 | -69.6032 | 44.5742 | -69.5091 | 10783 | 44.5742 | -69.5091 | 10783
100115 | WILLIAMS HYD | ISONE | 101 | 115 | 100 | 17 | unknown |  | 44.9588 | -69.8704
100363 | WILLIAMS #1 | ISONE | 101 | 6.9 | 100 | 17 | unknown |  | 44.9588 | -69.8704
100364 | WILLIAMS #2 | ISONE | 101 | 6.9 | 100 | 17 | unknown |  | 44.9588 | -69.8704
100116 | STURTEVANT | ISONE | 101 | 115 | 100 | 18 | unknown |  | 44.655 | -70.1275
100280 | STURTEVANT | ISONE | 101 | 34.5 | 100 | 18 | unknown |  | 44.655 | -70.1275
100872 | FRMSLR_COLLS | ISONE | 101 | 34.5 | 100 | 18 | unknown | PSS/E | 44.655 | -70.1275 | [6 empty] | Farmington Solar
100873 | FRMSLR_DVAR | ISONE | 101 | 0.48 | 100 | 18 | unknown | PSS/E | 44.655 | -70.1275 | [6 empty] | Farmington Solar
100874 | FRMSLR_STAR | ISONE | 101 | 99 | 100 | 18 | unknown | PSS/E | 44.655 | -70.1275 | [6 empty] | Farmington Solar
100875 | FRMSLR_TER | ISONE | 101 | 13.8 | 100 | 18 | unknown | PSS/E | 44.655 | -70.1275 | [6 empty] | Farmington Solar
100876 | FRMSLR_POI | ISONE | 101 | 115 | 100 | 18 | unknown | PSS/E | 44.655 | -70.1275 | [6 empty] | Farmington Solar
100118 | GULF ISLAND | ISONE | 101 | 115 | 100 | 19 | unknown |  | 44.1513 | -70.2086 | 44.1411 | -70.186 | 4 | 44.1411 | -70.186 | 4
100452 | GULF ISLAND | ISONE | 101 | 34.5 | 100 | 19 | unknown |  | 44.1513 | -70.2086 | 44.1411 | -70.186 | 4 | 44.1411 | -70.186 | 4
100485 | GULF ISL G1 | ISONE | 101 | 13.2 | 100 | 19 | unknown |  | 44.1513 | -70.2086 | 44.1411 | -70.186 | 4 | 44.1411 | -70.186 | 4
100486 | GULF ISL G2 | ISONE | 101 | 13.2 | 100 | 19 | unknown |  | 44.1513 | -70.2086 | 44.1411 | -70.186 | 4 | 44.1411 | -70.186 | 4
100487 | GULF ISL G3 | ISONE | 101 | 13.2 | 100 | 19 | unknown |  | 44.1513 | -70.2086 | 44.1411 | -70.186 | 4 | 44.1411 | -70.186 | 4
100123 | ATHENS | ISONE | 101 | 115 | 100 | 20 | unknown |  | 44.9447 | -69.6592
100450 | ATHENS | ISONE | 101 | 13.8 | 100 | 20 | unknown |  | 44.9447 | -69.6592
100126 | BRANCH BROOK | ISONE | 101 | 115 | 100 | 21 | unknown |  | 43.4187 | -70.6068 | 43.3969 | -70.6174 | 5 | 43.3969 | -70.6174 | 5
101830 | BRANCH BROOK | ISONE | 101 | 34.5 | 100 | 21 | unknown |  | 43.4187 | -70.6068 | 43.3969 | -70.6174 | 5 | 43.3969 | -70.6174 | 5
100127 | SPRING ST | ISONE | 101 | 115 | 100 | 22 | known |  | 43.6516 | -70.3603
101380 | SPRING ST | ISONE | 101 | 34.5 | 100 | 22 | known
100128 | YARMOUTH | ISONE | 101 | 115 | 100 | 23 | unknown |  | 43.7512 | -70.1554 |  |  |  | 43.6516 | -70.3603 | 22
100367 | YARMOUTH #3 | ISONE | 101 | 14.4 | 100 | 23 | unknown |  | 43.7512 | -70.1554 |  |  |  | 43.6516 | -70.3603 | 22
100490 | CASCO BATT | ISONE | 101 | 6.9 | 100 | 23 | unknown |  | 43.7512 | -70.1554 |  |  |  | 43.6516 | -70.3603 | 22
100491 | CASCO BAY HV | ISONE | 101 | 6.9 | 100 | 23 | unknown |  | 43.7512 | -70.1554 |  |  |  | 43.6516 | -70.3603 | 22
100492 | CASCO BATT | ISONE | 101 | 0.53 | 100 | 23 | unknown |  | 43.7512 | -70.1554 |  |  |  | 43.6516 | -70.3603 | 22
102239 | WF WYMAN | ISONE | 101 | 34.5 | 100 | 23 | unknown |  | 43.7512 | -70.1554 |  |  |  | 43.6516 | -70.3603 | 22
100129 | LOUDEN | ISONE | 101 | 115 | 100 | 24 | unknown |  | 43.5291 | -70.5033 | 43.6445 | -70.4324 | 2 | 43.6445 | -70.4324 | 2
100800 | LOUDEN | ISONE | 101 | 34.5 | 100 | 24 | unknown |  | 43.5291 | -70.5033 | 43.6445 | -70.4324 | 2 | 43.6445 | -70.4324 | 2
100130 | QUAKER HILL | ISONE | 101 | 115 | 100 | 25 | unknown |  | 43.2882 | -70.7427 |  |  |  | 43.3969 | -70.6174 | 5
100500 | QUAKER HILL | ISONE | 101 | 34.5 | 100 | 25 | unknown |  | 43.2882 | -70.7427 |  |  |  | 43.3969 | -70.6174 | 5
100133 | MOSHERS | ISONE | 101 | 115 | 100 | 26 | unknown |  | 43.6843 | -70.3997 | 43.6516 | -70.3603 | 22 | 43.6516 | -70.3603 | 22
101271 | MOSHERS | ISONE | 101 | 34.5 | 100 | 26 | unknown |  | 43.6843 | -70.3997 | 43.6516 | -70.3603 | 22 | 43.6516 | -70.3603 | 22
100134 | ELM STREET | ISONE | 101 | 115 | 100 | 27 | unknown |  | 43.7868 | -70.1992 | 43.6516 | -70.3603 | 22 | 43.6516 | -70.3603 | 22
100200 | SECT 164A TP | ISONE | 101 | 115 | 100 | 27 | unknown |  | 43.7868 | -70.1992 | 43.6516 | -70.3603 | 22 | 43.6516 | -70.3603 | 22
101620 | ELM STREET | ISONE | 101 | 34.5 | 100 | 27 | unknown |  | 43.7868 | -70.1992 | 43.6516 | -70.3603 | 22 | 43.6516 | -70.3603 | 22
100135 | PRIDESCORNER | ISONE | 101 | 115 | 100 | 28 | unknown |  | 43.7102 | -70.3388 |  |  |  | 43.6516 | -70.3603 | 22
101340 | PRIDESCORNER | ISONE | 101 | 34.5 | 100 | 28 | unknown |  | 43.7102 | -70.3388 |  |  |  | 43.6516 | -70.3603 | 22
100136 | CROWLEYS | ISONE | 101 | 115 | 100 | 29 | unknown |  | 44.0595 | -70.1551 | 44.1411 | -70.186 | 4 | 44.1411 | -70.186 | 4
100303 | CROWLEYS_C | ISONE | 101 | 115 | 100 | 29 | unknown |  | 44.0595 | -70.1551 | 44.1411 | -70.186 | 4 | 44.1411 | -70.186 | 4
101460 | CROWLEYS | ISONE | 101 | 34.5 | 100 | 29 | unknown |  | 44.0595 | -70.1551 | 44.1411 | -70.186 | 4 | 44.1411 | -70.186 | 4
100139 | SEWALL ST | ISONE | 101 | 115 | 100 | 30 | unknown |  | 43.6544 | -70.2925 |  |  |  | 43.6516 | -70.3603 | 22
101740 | SEWALL ST | ISONE | 101 | 34.5 | 100 | 30 | unknown |  | 43.6544 | -70.2925 |  |  |  | 43.6516 | -70.3603 | 22
100140 | CAPE | ISONE | 101 | 115 | 100 | 31 | unknown |  | 43.6427 | -70.2547
100465 | CAPE GT 4 | ISONE | 101 | 13.2 | 100 | 31 | unknown |  | 43.6427 | -70.2547 | [6 empty] | Cape Gas Turbine
100466 | CAPE GT 5 | ISONE | 101 | 13.2 | 100 | 31 | unknown |  | 43.6427 | -70.2547 | [6 empty] | Cape Gas Turbine
101760 | CAPE | ISONE | 101 | 34.5 | 100 | 31 | unknown |  | 43.6427 | -70.2547
100141 | PLEASANTHILL | ISONE | 101 | 115 | 100 | 32 | unknown |  | 43.5983 | -70.294 | 43.6516 | -70.3603 | 58 | 43.6516 | -70.3603 | 58
100513 | PLEASANTHILL | ISONE | 101 | 34.5 | 100 | 32 | unknown |  | 43.5983 | -70.294 | 43.6516 | -70.3603 | 58 | 43.6516 | -70.3603 | 58
100142 | COUNTY RD | ISONE | 101 | 115 | 100 | 33 | unknown |  | 44.5683 | -69.6851 |  |  |  | 44.5742 | -69.5091 | 10783
101062 | COUNTY RD | ISONE | 101 | 34.5 | 100 | 33 | unknown |  | 44.5683 | -69.6851 |  |  |  | 44.5742 | -69.5091 | 10783
100146 | PARK STREET | ISONE | 101 | 115 | 100 | 34 | unknown |  | 44.1022 | -69.1226
100508 | PARK STREET | ISONE | 101 | 34.5 | 100 | 34 | unknown |  | 44.1022 | -69.1226
100147 | LAKEWOOD | ISONE | 101 | 115 | 100 | 35 | unknown |  | 44.8049 | -69.7391
101030 | LAKEWOOD | ISONE | 101 | 34.5 | 100 | 35 | unknown |  | 44.8049 | -69.7391
100148 | BATH | ISONE | 101 | 115 | 100 | 36 | unknown |  | 43.9032 | -69.8348 |  |  |  | 43.9319 | -70.2033 | 10782
100522 | BATH | ISONE | 101 | 34.5 | 100 | 36 | unknown |  | 43.9032 | -69.8348 |  |  |  | 43.9319 | -70.2033 | 10782
100149 | MEADOW ROAD | ISONE | 101 | 115 | 100 | 37 | unknown |  | 44.1755 | -69.1213
101267 | MEADOW ROAD | ISONE | 101 | 34.5 | 100 | 37 | unknown |  | 44.1755 | -69.1213
100154 | AEI LIV FLS | ISONE | 101 | 115 | 100 | 38 | unknown | Livermore | 44.4318 | -70.1616 | [6 empty] | Livermore Falls
100370 | AEI LIVERMRE | ISONE | 101 | 13.8 | 100 | 38 | unknown | livermore | 44.4318 | -70.1616 | [6 empty] | Livermore Falls
100156 | BIDDEFORD IP | ISONE | 101 | 115 | 100 | 39 | unknown |  | 43.4679 | -70.4929
101826 | BIDD IND PK2 | ISONE | 101 | 34.5 | 100 | 39 | unknown |  | 43.4679 | -70.4929
100157 | GUILFORD | ISONE | 101 | 115 | 100 | 40 | unknown |  | 45.1603 | -69.3892 |  |  |  | 44.5742 | -69.5091 | 10783
100455 | GUILFORD | ISONE | 101 | 34.5 | 100 | 40 | unknown |  | 45.1603 | -69.3892 |  |  |  | 44.5742 | -69.5091 | 10783
100159 | PUDDLEDOCK | ISONE | 101 | 115 | 100 | 41 | unknown |  | 44.3314 | -69.8541
101430 | PUDDLEDOCK | ISONE | 101 | 34.5 | 100 | 41 | unknown |  | 44.3314 | -69.8541
100160 | WEST BUXTON | ISONE | 101 | 115 | 100 | 42 | unknown |  | 43.6659 | -70.5966 | 43.6445 | -70.4324 | 2 | 43.6445 | -70.4324 | 2
101417 | WEST BUXTON | ISONE | 101 | 34.5 | 100 | 42 | unknown |  | 43.6659 | -70.5966 | 43.6445 | -70.4324 | 2 | 43.6445 | -70.4324 | 2
102278 | W.BUXPERRIER | ISONE | 101 | 34.5 | 100 | 42 | unknown |  | 43.6659 | -70.5966 | 43.6445 | -70.4324 | 2 | 43.6445 | -70.4324 | 2
100161 | NEWCASTLE | ISONE | 101 | 115 | 100 | 43 | unknown |  | 44.0827 | -69.558 | 43.9912 | -69.6713 | 3 | 43.9912 | -69.6713 | 3
101272 | NEWCASTLE A | ISONE | 101 | 34.5 | 100 | 43 | unknown |  | 44.0827 | -69.558 | 43.9912 | -69.6713 | 3 | 43.9912 | -69.6713 | 3
101275 | NEWCASTLE B | ISONE | 101 | 34.5 | 100 | 43 | unknown |  | 44.0827 | -69.558 | 43.9912 | -69.6713 | 3 | 43.9912 | -69.6713 | 3
100162 | SANFORD | ISONE | 101 | 115 | 100 | 44 | unknown |  | 43.459 | -70.7806 |  |  |  | 43.3969 | -70.6174 | 5
100305 | SANFORD_C | ISONE | 101 | 115 | 100 | 44 | unknown |  | 43.459 | -70.7806 |  |  |  | 43.3969 | -70.6174 | 5
100484 | SANFORD | ISONE | 101 | 34.5 | 100 | 44 | unknown |  | 43.459 | -70.7806 |  |  |  | 43.3969 | -70.6174 | 5
100167 | HOTEL ROAD | ISONE | 101 | 115 | 100 | 45 | unknown |  | 44.0681 | -70.267
100505 | HOTEL ROAD | ISONE | 101 | 34.5 | 100 | 45 | unknown |  | 44.0681 | -70.267
100168 | WOODSTOCK | ISONE | 101 | 115 | 100 | 46 | unknown |  | 44.3894 | -70.6293 | 44.5317 | -70.523 | 55 | 44.5317 | -70.523 | 55
101229 | WOODSTOCK | ISONE | 101 | 34.5 | 100 | 46 | unknown |  | 44.3894 | -70.6293 | 44.5317 | -70.523 | 55 | 44.5317 | -70.523 | 55
100169 | SEA STRATTON | ISONE | 101 | 115 | 100 | 47 | unknown |  | 45.1408 | -70.4247
100372 | SEA STRATTON | ISONE | 101 | 13.8 | 100 | 47 | unknown |  | 45.1408 | -70.4247
100170 | BOWMAN ST | ISONE | 101 | 115 | 100 | 48 | unknown |  | 45.1408 | -70.4247
100512 | BOWMAN ST | ISONE | 101 | 34.5 | 100 | 48 | unknown |  | 45.1408 | -70.4247
100172 | BIGELOW | ISONE | 101 | 115 | 100 | 49 | unknown |  | 45.1016 | -70.3537
100602 | CMP_267_TC | ISONE | 101 | 115 | 100 | 49 | unknown |  | 45.1016 | -70.3537
100605 | CMP_215A_SEA | ISONE | 101 | 115 | 100 | 49 | unknown |  | 45.1016 | -70.3537
101310 | BIGELOW | ISONE | 101 | 34.5 | 100 | 49 | unknown |  | 45.1016 | -70.3537
100173 | SAPPI SOMRST | ISONE | 101 | 115 | 100 | 50 | unknown |  | 44.7028 | -69.6477
100346 | SAPPI SMST 1 | ISONE | 101 | 13.8 | 100 | 50 | unknown |  | 44.7028 | -69.6477
100347 | SAPPI SMST 2 | ISONE | 101 | 13.8 | 100 | 50 | unknown |  | 44.7028 | -69.6477
100348 | SAPPI SMST 3 | ISONE | 101 | 13.8 | 100 | 50 | unknown |  | 44.7028 | -69.6477
100175 | TOPSHAM S69 | ISONE | 101 | 115 | 100 | 51 | unknown |  | 43.9401 | -69.9708 | 43.9319 | -70.2033 | 10782 | 43.9319 | -70.2033 | 10782
100198 | TOPSHAM S81A | ISONE | 101 | 115 | 100 | 51 | unknown |  | 43.9401 | -69.9708 | 43.9319 | -70.2033 | 10782 | 43.9319 | -70.2033 | 10782
101300 | TOPSHAM 1X | ISONE | 101 | 34.5 | 100 | 51 | unknown |  | 43.9401 | -69.9708 | 43.9319 | -70.2033 | 10782 | 43.9319 | -70.2033 | 10782
101302 | TOPSHAM 3X | ISONE | 101 | 34.5 | 100 | 51 | unknown |  | 43.9401 | -69.9708 | 43.9319 | -70.2033 | 10782 | 43.9319 | -70.2033 | 10782
102223 | SWITCH S30 | ISONE | 101 | 34.5 | 100 | 51 | unknown |  | 43.9401 | -69.9708 | 43.9319 | -70.2033 | 10782 | 43.9319 | -70.2033 | 10782
102224 | SWITCH S11 | ISONE | 101 | 34.5 | 100 | 51 | unknown |  | 43.9401 | -69.9708 | 43.9319 | -70.2033 | 10782 | 43.9319 | -70.2033 | 10782
100180 | LOVELL | ISONE | 101 | 115 | 100 | 52 | unknown |  | 44.1219 | -70.8885
100456 | LOVELL | ISONE | 101 | 34.5 | 100 | 52 | unknown |  | 44.1219 | -70.8885
100183 | VERSOJAYPAPR | ISONE | 101 | 115 | 100 | 53 | unknown |  | 44.5039 | -70.2208
100433 | VERSO JAY D | ISONE | 101 | 13.8 | 100 | 53 | unknown |  | 44.5039 | -70.2208
100434 | VERSO JAY F | ISONE | 101 | 13.8 | 100 | 53 | unknown |  | 44.5039 | -70.2208
100184 | VERSO COGEN | ISONE | 101 | 115 | 100 | 54 | unknown |  | 44.5058 | -70.242 | [6 empty] | Pixelle Cogen
100377 | VERSOCOGEN#1 | ISONE | 101 | 13.8 | 100 | 54 | unknown |  | 44.5058 | -70.242 | [6 empty] | Pixelle Cogen
100378 | VERSOCOGEN#2 | ISONE | 101 | 13.8 | 100 | 54 | unknown |  | 44.5058 | -70.242 | [6 empty] | Pixelle Cogen
100379 | VERSOCOGEN#3 | ISONE | 101 | 13.8 | 100 | 54 | unknown |  | 44.5058 | -70.242 | [6 empty] | Pixelle Cogen
100182 | RUMFORD IP | ISONE | 101 | 115 | 100 | 55 | known |  | 44.5317 | -70.523
100186 | RUMFORD PWR | ISONE | 101 | 115 | 100 | 55 | known |  | 44.5317 | -70.523
100217 | SECT 243 TAP | ISONE | 101 | 115 | 100 | 55 | known
100308 | RUMFORD IP_C | ISONE | 101 | 115 | 100 | 55 | known
100381 | RUMFORD PA C | ISONE | 101 | 18 | 100 | 55 | known
100382 | RUMFORD PA S | ISONE | 101 | 13.8 | 100 | 55 | known
100188 | KIBBY WIND | ISONE | 101 | 115 | 100 | 56 | unknown |  | 45.3554 | -70.5416
100330 | KIBBY WIND | ISONE | 101 | 34.5 | 100 | 56 | unknown |  | 45.3554 | -70.5416
100331 | KIBBY WND_C1 | ISONE | 101 | 34.5 | 100 | 56 | unknown |  | 45.3554 | -70.5416
100332 | KIBBY WND_C2 | ISONE | 101 | 34.5 | 100 | 56 | unknown |  | 45.3554 | -70.5416
100355 | KIBBY W DVAR | ISONE | 101 | 34.5 | 100 | 56 | unknown |  | 45.3554 | -70.5416
100203 | MUSSEY ROAD | ISONE | 101 | 115 | 100 | 57 | unknown | Pleasant Hill | 43.6211 | -70.3302 | 43.6516 | -70.3603 | 58 | 43.6516 | -70.3603 | 58
100457 | MUSSEY ROAD | ISONE | 101 | 34.5 | 100 | 57 | unknown | Pleasant Hill | 43.6211 | -70.3302 | 43.6516 | -70.3603 | 58 | 43.6516 | -70.3603 | 58
100204 | REDBROOK | ISONE | 101 | 115 | 100 | 58 | known |  | 43.6516 | -70.3603
101685 | REDBROOK | ISONE | 101 | 34.5 | 100 | 58 | known
100210 | BUCKSPORT | ISONE | 101 | 115 | 100 | 59 | known |  | 44.5748 | -68.8061
100389 | BUCKSPORT G4 | ISONE | 101 | 18 | 100 | 59 | known
100510 | BUCKSPORT | ISONE | 101 | 34.5 | 100 | 59 | known
100211 | NEWPAGEPAPER | ISONE | 101 | 115 | 100 | 60 | known |  | 44.5534 | -70.5421
100214 | SECT 218A TP | ISONE | 101 | 115 | 100 | 60 | known
100218 | RUMFORD FALS | ISONE | 101 | 115 | 100 | 60 | known
100219 | RUMFORD FALS | ISONE | 101 | 11.5 | 100 | 60 | known
100402 | NEWPAGE M54 | ISONE | 101 | 4.16 | 100 | 60 | known
100403 | NEWPAGE BUS4 | ISONE | 101 | 13.8 | 100 | 60 | known
100406 | NEWPAGE M103 | ISONE | 101 | 2.4 | 100 | 60 | known
100409 | NEWPAGE M27 | ISONE | 101 | 2.4 | 100 | 60 | known
100414 | NEWPAGE BUS1 | ISONE | 101 | 11.5 | 100 | 60 | known
100415 | NEWPAGE BUS2 | ISONE | 101 | 11.5 | 100 | 60 | known
100416 | NEWPAGE BUS3 | ISONE | 101 | 13.8 | 100 | 60 | known
100425 | NEWPAGE COGN | ISONE | 101 | 13.8 | 100 | 60 | known
100439 | NEWPAGE BUS7 | ISONE | 101 | 13.8 | 100 | 60 | known
100443 | NEWPAGE T1 | ISONE | 101 | 11.5 | 100 | 60 | known
100444 | NEWPAGE T1A | ISONE | 101 | 11.5 | 100 | 60 | known
100445 | NEWPAGE T2 | ISONE | 101 | 11.5 | 100 | 60 | known
100446 | NEWPAGE T2A | ISONE | 101 | 11.5 | 100 | 60 | known
100604 | CMP_218_RFH | ISONE | 101 | 115 | 100 | 60 | known
100609 | CMP_218A_BRK | ISONE | 101 | 115 | 100 | 60 | known
100235 | BOLT-HILL_T3 | ISONE | 101 | 115 | 100 | 61 | unknown | Eliot | 43.1161 | -70.7691 |  |  |  | 43.3969 | -70.6174 | 5
100236 | BOLT-HILL_T2 | ISONE | 101 | 115 | 100 | 61 | unknown | Eliot | 43.1161 | -70.7691 |  |  |  | 43.3969 | -70.6174 | 5
100237 | BOLT-HILL_T4 | ISONE | 101 | 115 | 100 | 61 | unknown | Eliot | 43.1161 | -70.7691 |  |  |  | 43.3969 | -70.6174 | 5
101550 | BOLT HILL A | ISONE | 101 | 34.5 | 100 | 61 | unknown | Eliot | 43.1161 | -70.7691 |  |  |  | 43.3969 | -70.6174 | 5
101551 | BOLT HILL B | ISONE | 101 | 34.5 | 100 | 61 | unknown | Eliot | 43.1161 | -70.7691 |  |  |  | 43.3969 | -70.6174 | 5
103725 | N133_NORTH_T | ISONE | 101 | 115 | 103 | 61 | unknown | Eliot | 43.1161 | -70.7691 |  |  |  | 43.3969 | -70.6174 | 5
103727 | ES_N133N_CMP | ISONE | 101 | 115 | 103 | 61 | unknown | Eliot | 43.1161 | -70.7691 |  |  |  | 43.3969 | -70.6174 | 5
103728 | ES_N133S_CMP | ISONE | 101 | 115 | 103 | 61 | unknown | Eliot | 43.1161 | -70.7691 |  |  |  | 43.3969 | -70.6174 | 5
103730 | N133_SOUTH_T | ISONE | 101 | 115 | 103 | 61 | unknown | Eliot | 43.1161 | -70.7691 |  |  |  | 43.3969 | -70.6174 | 5
100251 | MIDDLE ST ME | ISONE | 101 | 115 | 100 | 62 | unknown | Lewiston | 44.0692 | -70.1864 | 44.1411 | -70.186 | 4 | 44.1411 | -70.186 | 4
100254 | MIDDLE ST ME | ISONE | 101 | 34.5 | 100 | 62 | unknown | Lewiston | 44.0692 | -70.1864 | 44.1411 | -70.186 | 4 | 44.1411 | -70.186 | 4
100333 | KIBBY CLR-1 | ISONE | 101 | 34.5 | 100 | 63 | unknown |  | 45.3554 | -70.5416
100351 | KIBBY STRNG1 | ISONE | 101 | 1 | 100 | 63 | unknown |  | 45.3554 | -70.5416
100334 | KIBBY CLR-2 | ISONE | 101 | 34.5 | 100 | 64 | unknown |  | 45.3554 | -70.5416
100352 | KIBBY STRNG2 | ISONE | 101 | 1 | 100 | 64 | unknown |  | 45.3554 | -70.5416
100335 | KIBBY CLR-3 | ISONE | 101 | 34.5 | 100 | 65 | unknown |  | 45.3554 | -70.5416
100353 | KIBBY STRNG3 | ISONE | 101 | 1 | 100 | 65 | unknown |  | 45.3554 | -70.5416
100336 | KIBBY CLR-4 | ISONE | 101 | 34.5 | 100 | 66 | unknown |  | 45.3554 | -70.5416
100354 | KIBBY STRNG4 | ISONE | 101 | 1 | 100 | 66 | unknown |  | 45.3554 | -70.5416
100359 | VERJAY RILEY | ISONE | 101 | 2.4 | 100 | 67 | unknown |  | 44.5039 | -70.2208
100429 | VERJAY RILEY | ISONE | 101 | 13.8 | 100 | 67 | unknown |  | 44.5039 | -70.2208
100373 | VERJAY LVFLS | ISONE | 101 | 13.8 | 100 | 68 | unknown |  | 44.4709 | -70.1871
100427 | VERJAY LVRHY | ISONE | 101 | 2.3 | 100 | 68 | unknown |  | 44.4709 | -70.1871
100428 | VERJAY JAYHY | ISONE | 101 | 4.16 | 100 | 68 | unknown |  | 44.4709 | -70.1871
100386 | WESTBROOK C1 | ISONE | 101 | 18 | 100 | 69 | known
100390 | WESTBROOK G1 | ISONE | 101 | 115 | 100 | 69 | known |  | 43.6568 | -70.3761
100387 | WESTBROOK C2 | ISONE | 101 | 18 | 100 | 70 | known
100391 | WESTBROOK G2 | ISONE | 101 | 115 | 100 | 70 | known |  | 43.6568 | -70.3761
100388 | WESTBROOK ST | ISONE | 101 | 18 | 100 | 71 | known
100392 | WESTBROOK G3 | ISONE | 101 | 115 | 100 | 71 | known |  | 43.6568 | -70.3761
100404 | NEWPAGE M62 | ISONE | 101 | 2.4 | 100 | 72 | unknown | Rumford | 44.5507 | -70.5428 | 44.5534 | -70.5421 | 60 | 44.5534 | -70.5421 | 60
100405 | NEWPAGE M63 | ISONE | 101 | 2.4 | 100 | 72 | unknown | Rumford | 44.5507 | -70.5428 | 44.5534 | -70.5421 | 60 | 44.5534 | -70.5421 | 60
100437 | NEWPAGE B3TP | ISONE | 101 | 13.8 | 100 | 72 | unknown | Rumford | 44.5507 | -70.5428 | 44.5534 | -70.5421 | 60 | 44.5534 | -70.5421 | 60
100407 | NEWPAGE M21 | ISONE | 101 | 2.4 | 100 | 73 | unknown | Rumford | 44.5507 | -70.5428 | 44.5534 | -70.5421 | 60 | 44.5534 | -70.5421 | 60
100408 | NEWPAGE M29 | ISONE | 101 | 2.4 | 100 | 73 | unknown | Rumford | 44.5507 | -70.5428 | 44.5534 | -70.5421 | 60 | 44.5534 | -70.5421 | 60
100438 | NEWPAGE BUS | ISONE | 101 | 11.5 | 100 | 73 | unknown | Rumford | 44.5507 | -70.5428 | 44.5534 | -70.5421 | 60 | 44.5534 | -70.5421 | 60
100410 | HYD KENNEBEC | ISONE | 101 | 4.16 | 100 | 74 | unknown |  | 44.563 | -69.6192 |  |  |  | 44.5742 | -69.5091 | 10783
101059 | SECT 71A TAP | ISONE | 101 | 34.5 | 100 | 74 | unknown |  | 44.563 | -69.6192 |  |  |  | 44.5742 | -69.5091 | 10783
100411 | RUMF FLS UH4 | ISONE | 101 | 4.16 | 100 | 75 | unknown |  | 44.5478 | -70.5414 | 44.5534 | -70.5421 | 60 | 44.5534 | -70.5421 | 60
100412 | RUMF FLS UH2 | ISONE | 101 | 11.5 | 100 | 75 | unknown |  | 44.5478 | -70.5414 | 44.5534 | -70.5421 | 60 | 44.5534 | -70.5421 | 60
100413 | RUMF FLS UH1 | ISONE | 101 | 11.5 | 100 | 75 | unknown |  | 44.5478 | -70.5414 | 44.5534 | -70.5421 | 60 | 44.5534 | -70.5421 | 60
100417 | SAPPI WBRK 8 | ISONE | 101 | 11 | 100 | 76 | unknown |  | 43.6849 | -70.3531
100418 | SAPPI WBRK 9 | ISONE | 101 | 13.8 | 100 | 76 | unknown |  | 43.6849 | -70.3531
100419 | SAPPI WBRK10 | ISONE | 101 | 13.8 | 100 | 76 | unknown |  | 43.6849 | -70.3531
101363 | SAPPI WSTBRK | ISONE | 101 | 34.5 | 100 | 76 | unknown |  | 43.6849 | -70.3531
100430 | VERJAY OTIS | ISONE | 101 | 13.8 | 100 | 77 | unknown |  | 44.4778 | -70.2008
100431 | VERJAY OTIS | ISONE | 101 | 4.16 | 100 | 77 | unknown |  | 44.4778 | -70.2008
100448 | BONNY EAGLE | ISONE | 101 | 2.4 | 100 | 78 | unknown |  | 43.6873 | -70.6108 |  |  |  | 43.6445 | -70.4324 | 2
102266 | BONNY EAGLE | ISONE | 101 | 34.5 | 100 | 78 | unknown |  | 43.6873 | -70.6108 |  |  |  | 43.6445 | -70.4324 | 2
100449 | HIRAM HYDRO | ISONE | 101 | 2.4 | 100 | 79 | unknown |  | 43.853 | -70.7951
102276 | HIRAM | ISONE | 101 | 34.5 | 100 | 79 | unknown |  | 43.853 | -70.7951
100460 | MONTY HYDRO | ISONE | 101 | 12 | 100 | 80 | unknown |  | 44.0995 | -70.2208 |  |  |  | 44.1411 | -70.186 | 4
102169 | MONTY HYDRO | ISONE | 101 | 34.5 | 100 | 80 | unknown |  | 44.0995 | -70.2208 |  |  |  | 44.1411 | -70.186 | 4
100462 | DEER RIPS | ISONE | 101 | 13.2 | 100 | 81 | unknown |  | 44.1349 | -70.2044 |  |  |  | 44.1411 | -70.186 | 4
102153 | DEER RIPS | ISONE | 101 | 34.5 | 100 | 81 | unknown |  | 44.1349 | -70.2044 |  |  |  | 44.1411 | -70.186 | 4
100463 | SKELTON HYD2 | ISONE | 101 | 6.9 | 100 | 82 | unknown |  | 43.5708 | -70.5577 |  |  |  | 43.6445 | -70.4324 | 2
100473 | SKELTON HYD1 | ISONE | 101 | 6.9 | 100 | 82 | unknown |  | 43.5708 | -70.5577 |  |  |  | 43.6445 | -70.4324 | 2
100850 | SKELTON | ISONE | 101 | 34.5 | 100 | 82 | unknown |  | 43.5708 | -70.5577 |  |  |  | 43.6445 | -70.4324 | 2
100464 | ECO ME PTRR | ISONE | 101 | 13.2 | 100 | 83 | unknown |  | 43.6556 | -70.3341 | 43.6516 | -70.3603 | 22 | 43.6516 | -70.3603 | 22
102256 | SECT 101 TAP | ISONE | 101 | 34.5 | 100 | 83 | unknown |  | 43.6556 | -70.3341 | 43.6516 | -70.3603 | 22 | 43.6516 | -70.3603 | 22
100468 | WESTON HYDRO | ISONE | 101 | 7.2 | 100 | 84 | unknown |  | -69.7183 | 44.7639
102084 | WESTON | ISONE | 101 | 34.5 | 100 | 84 | unknown |  | -69.7183 | 44.7639
100469 | MILLER HYDRO | ISONE | 101 | 4.16 | 100 | 85 | unknown
102164 | WORUMBO HY | ISONE | 101 | 34.5 | 100 | 85 | unknown
100470 | PEJEPSCOT | ISONE | 101 | 4.16 | 100 | 86 | unknown
102235 | PEJEPSCOT | ISONE | 101 | 34.5 | 100 | 86 | unknown
100471 | BRUNSWICK | ISONE | 101 | 13.2 | 100 | 87 | unknown | [6 empty] | 43.9319 | -70.2033 | 10782
102225 | SWITCH 30-3 | ISONE | 101 | 34.5 | 100 | 87 | unknown | [6 empty] | 43.9319 | -70.2033 | 10782
102228 | BRUNSWICK HY | ISONE | 101 | 34.5 | 100 | 87 | unknown | [6 empty] | 43.9319 | -70.2033 | 10782
100474 | CATRACT EAST | ISONE | 101 | 11.5 | 100 | 88 | unknown | [6 empty] | 43.6445 | -70.4324 | 2
102305 | FACTORY ISL | ISONE | 101 | 34.5 | 100 | 88 | unknown | [6 empty] | 43.6445 | -70.4324 | 2
100475 | NORTH GORHAM | ISONE | 101 | 13.2 | 100 | 89 | unknown
102247 | NO. GORHAM | ISONE | 101 | 34.5 | 100 | 89 | unknown
100476 | BAR MILLS HY | ISONE | 101 | 2.4 | 100 | 90 | unknown | [6 empty] | 43.6445 | -70.4324 | 2
102304 | BAR MILLS | ISONE | 101 | 34.5 | 100 | 90 | unknown | [6 empty] | 43.6445 | -70.4324 | 2
100477 | SHAWMUT G1-3 | ISONE | 101 | 2.4 | 100 | 91 | unknown
100478 | SHAWMUT G4-6 | ISONE | 101 | 2.4 | 100 | 91 | unknown
100480 | SHAWMUT G7-8 | ISONE | 101 | 4 | 100 | 91 | unknown
102080 | SHAWMUT | ISONE | 101 | 34.5 | 100 | 91 | unknown
100479 | LOCKWOOD HYD | ISONE | 101 | 4 | 100 | 92 | unknown
102115 | FORT HALIFAX | ISONE | 101 | 34.5 | 100 | 92 | unknown
100481 | W BUXTON HYD | ISONE | 101 | 2.3 | 100 | 93 | unknown | [6 empty] | 43.6445 | -70.4324 | 2
102286 | W. BUXTON HY | ISONE | 101 | 34.5 | 100 | 93 | unknown | [6 empty] | 43.6445 | -70.4324 | 2
100483 | AZISCOHOS HY | ISONE | 101 | 4.16 | 100 | 94 | unknown
102069 | AZISCOHOS HY | ISONE | 101 | 34.5 | 100 | 94 | unknown
100503 | VALLEE LANE | ISONE | 101 | 115 | 100 | 95 | unknown |  | 43.5138 | -70.4157 |  |  |  | 43.6445 | -70.4324 | 2
101553 | VALLEE LANE | ISONE | 101 | 34.5 | 100 | 95 | unknown | [6 empty] | 43.6445 | -70.4324 | 2
100523 | LEEDS | ISONE | 101 | 115 | 100 | 96 | unknown | OIM | 44.3361 | -70.1673 | 44.1411 | -70.186 | 4 | 44.1411 | -70.186 | 4
100524 | LEEDS | ISONE | 101 | 34.5 | 100 | 96 | unknown |  |  |  | 44.1411 | -70.186 | 4 | 44.1411 | -70.186 | 4
100561 | ROXWIND_GSU | ISONE | 101 | 34.5 | 100 | 97 | unknown
100562 | ROXWIND_WTG | ISONE | 101 | 0.69 | 100 | 97 | unknown
100565 | MERRILL RD | ISONE | 101 | 345 | 100 | 98 | unknown | G.E | 44. 93120 | -70.1546 | 44.1411 | -70.186 | 4 | 44.1411 | -70.186 | 4
100566 | CONV_ME | ISONE | 101 | 382 | 100 | 98 | unknown |  | 44. 93120 | -70.1546 | 44.1411 | -70.186 | 4 | 44.1411 | -70.186 | 4
100570 | LONEPINE_COL | ISONE | 101 | 34.5 | 100 | 99 | known
100573 | LONEPINE_STR | ISONE | 101 | 99 | 100 | 99 | known
100574 | LONEPINE_TER | ISONE | 101 | 13.8 | 100 | 99 | known
100575 | LONEPINE_POI | ISONE | 101 | 345 | 100 | 99 | known |  | 43.6442 | -70.4324
100571 | LONEPINE_SUB | ISONE | 101 | 34.5 | 100 | 100 | unknown | [5 empty] | 99 |  |  | 99
100572 | LONEPINE_GEN | ISONE | 101 | 0.6 | 100 | 100 | unknown | [5 empty] | 99 |  |  | 99
100682 | MDSN ELECTR | ISONE | 101 | 115 | 100 | 101 | unknown |  | 44.8034 | -69.8374
100684 | MADISONP LO | ISONE | 101 | 13.8 | 100 | 101 | unknown
100689 | MADP ABNKI 5 | ISONE | 101 | 4.16 | 100 | 101 | unknown
100690 | MADP ABNKI 6 | ISONE | 101 | 4.2 | 100 | 101 | unknown
100683 | MADISONP UP | ISONE | 101 | 13.8 | 100 | 102 | unknown
100688 | MADP ANSONHY | ISONE | 101 | 4.16 | 100 | 102 | unknown
100700 | ROXBURY | ISONE | 101 | 115 | 100 | 103 | unknown |  | 44.6278 | -70.5964
100702 | RECORD HILL | ISONE | 101 | 34.5 | 100 | 103 | unknown
100709 | ROXBURY | ISONE | 101 | 34.5 | 100 | 103 | unknown
100705 | RCRDHL CLR1 | ISONE | 101 | 34.5 | 100 | 104 | unknown
100707 | RCRDHL STR1 | ISONE | 101 | 0.69 | 100 | 104 | unknown
100706 | RCRDHL CLR2 | ISONE | 101 | 34.5 | 100 | 105 | unknown
100708 | RCRDHL STR2 | ISONE | 101 | 0.69 | 100 | 105 | unknown
100716 | CANTON | ISONE | 101 | 6 | 100 | 106 | unknown | [6 empty] | 44.5317 | -70.523 | 55
100717 | CANTON GSU | ISONE | 101 | 34.5 | 100 | 106 | unknown | [6 empty] | 44.5317 | -70.523 | 55
100718 | CANTON WIND | ISONE | 101 | 34.5 | 100 | 107 | unknown |  |  |  | 44.5317 | -70.523 | 55 | 44.5317 | -70.523 | 55
100726 | SADLBCK34.5 | ISONE | 101 | 34.5 | 100 | 107 | unknown |  |  |  | 44.5317 | -70.523 | 55 | 44.5317 | -70.523 | 55
100727 | LUDDEN LANE | ISONE | 101 | 115 | 100 | 107 | unknown |  | 44.4965 | -70.3367 | 44.5317 | -70.523 | 55 | 44.5317 | -70.523 | 55
100720 | SPRUCEMTN | ISONE | 101 | 34.5 | 100 | 108 | unknown | [6 empty] | 44.5317 | -70.523 | 55
100721 | SPRUCEMT WND | ISONE | 101 | 0.69 | 100 | 108 | unknown | [6 empty] | 44.5317 | -70.523 | 55
100724 | SADLBCK_G | ISONE | 101 | 6 | 100 | 109 | unknown | [6 empty] | 44.5317 | -70.523 | 55
100725 | SADLBCK_GSU | ISONE | 101 | 34.5 | 100 | 109 | unknown | [6 empty] | 44.5317 | -70.523 | 55
100735 | BINGHAM G1 | ISONE | 101 | 0.65 | 100 | 110 | unknown
100740 | BING G1 GSU | ISONE | 101 | 34.5 | 100 | 110 | unknown
100736 | BINGHAM G2 | ISONE | 101 | 0.65 | 100 | 111 | unknown
100741 | BING G2 GSU | ISONE | 101 | 34.5 | 100 | 111 | unknown
100737 | BINGHAM G3 | ISONE | 101 | 0.65 | 100 | 112 | unknown
100742 | BING G3 GSU | ISONE | 101 | 34.5 | 100 | 112 | unknown
100738 | BINGHAM G4 | ISONE | 101 | 0.65 | 100 | 113 | unknown
100743 | BING G4 GSU | ISONE | 101 | 34.5 | 100 | 113 | unknown
100739 | BINGHAM G5 | ISONE | 101 | 0.65 | 100 | 114 | unknown
100744 | BING G5 GSU | ISONE | 101 | 34.5 | 100 | 114 | unknown
100745 | BINGHAM WIND | ISONE | 101 | 99 | 100 | 115 | unknown |  | 45.1033 | -69.7619
100746 | BING POI | ISONE | 101 | 115 | 100 | 115 | unknown |  | 45.1033 | -69.7619
100747 | BING COL | ISONE | 101 | 34.5 | 100 | 115 | unknown
100748 | BING SVC | ISONE | 101 | 12.47 | 100 | 115 | unknown
100749 | BINGHAM S1 | ISONE | 101 | 12.47 | 100 | 115 | unknown
100179 | S237TAP | ISONE | 101 | 115 | 100 | 116 | unknown |  | 43.4291 | -70.7346 | 43.3969 | -70.6174 | 5 | 43.3969 | -70.6174 | 5
100755 | SANFRD SOLAR | ISONE | 101 | 115 | 100 | 116 | unknown |  | 43.4291 | -70.7346 | 43.3969 | -70.6174 | 5 | 43.3969 | -70.6174 | 5
100756 | SANFORD POI | ISONE | 101 | 34.5 | 100 | 116 | unknown |  |  |  | 43.3969 | -70.6174 | 5 | 43.3969 | -70.6174 | 5
100757 | SANFORD GSU | ISONE | 101 | 34.5 | 100 | 117 | unknown | [6 empty] | 43.3969 | -70.6174 | 5
100758 | SANFORD G1 | ISONE | 101 | 0.6 | 100 | 117 | unknown | [6 empty] | 43.3969 | -70.6174 | 5
100775 | PITTSFIELD_S | ISONE | 101 | 12.47 | 100 | 118 | unknown
100776 | PITTFD_COLL | ISONE | 101 | 0.4 | 100 | 118 | unknown
100780 | OXFORD | ISONE | 101 | 12.47 | 100 | 119 | unknown
102193 | OXFORD | ISONE | 101 | 34.5 | 100 | 119 | unknown
100781 | OXF_PV_GEN1 | ISONE | 101 | 0.55 | 100 | 120 | unknown
100782 | OXF_PV_GSU1 | ISONE | 101 | 12.47 | 100 | 120 | unknown
100784 | OXF_PV_GEN2 | ISONE | 101 | 0.55 | 100 | 121 | unknown
100785 | OXF_PV_GSU2 | ISONE | 101 | 12.47 | 100 | 121 | unknown
100790 | BLAIR ROAD | ISONE | 101 | 12.47 | 100 | 122 | unknown | [6 empty] | 44.2971 | -69.5562 | 0
102118 | BLAIR ROAD | ISONE | 101 | 34.5 | 100 | 122 | unknown | [6 empty] | 44.2971 | -69.5562 | 0
100791 | AUG_PV_GEN | ISONE | 101 | 0.55 | 100 | 123 | unknown
100792 | AUG_PV_GSU | ISONE | 101 | 12.47 | 100 | 123 | unknown
100851 | ANDOVER | ISONE | 101 | 12 | 100 | 124 | unknown
102068 | ANDOVER | ISONE | 101 | 34.5 | 100 | 124 | unknown
100870 | FRMSLR_AGG | ISONE | 101 | 0.6 | 100 | 125 | unknown
100871 | FRMSLR_AGGHV | ISONE | 101 | 34.5 | 100 | 125 | unknown
102010 | JACKMAN RGP | ISONE | 101 | 34.5 | 100 | 126 | unknown
102011 | JACKMAN RGS | ISONE | 101 | 34.5 | 100 | 126 | unknown
102030 | GEORGES GEN | ISONE | 101 | 12.47 | 100 | 127 | unknown
102031 | GEORGES RVR | ISONE | 101 | 34.5 | 100 | 127 | unknown
102100 | BURNHAM | ISONE | 101 | 34.5 | 100 | 128 | unknown
102101 | PITTSFIELD_H | ISONE | 101 | 4 | 100 | 128 | unknown
102120 | S.WATERVILLE | ISONE | 101 | 34.5 | 100 | 129 | unknown
102125 | S_WTRVL_D | ISONE | 101 | 12 | 100 | 129 | unknown
102188 | BETHEL REGUL | ISONE | 101 | 34.5 | 100 | 130 | unknown
102192 | SECT 90D TAP | ISONE | 101 | 34.5 | 100 | 130 | unknown
102198 | BETHEL 34 | ISONE | 101 | 34.5 | 100 | 130 | unknown
102199 | C. 403D2 | ISONE | 101 | 34.5 | 100 | 131 | unknown | [6 empty] | 44.5317 | -70.523 | 55
102200 | NEWRY REG | ISONE | 101 | 34.5 | 100 | 131 | unknown | [6 empty] | 44.5317 | -70.523 | 55
102201 | NEWRY 34 | ISONE | 101 | 34.5 | 100 | 131 | unknown | [6 empty] | 44.5317 | -70.523 | 55
100001 | CHESTER SVC | ISONE | 101 | 345 | 100 | 132 | known
100050 | EM_396_MPCO | ISONE | 101 | 345 | 100 | 132 | known |  | 45.3948 | -68.5296
100051 | EM_3001_MCO | ISONE | 101 | 345 | 100 | 132 | known |  | 45.3948 | -68.5296
103001 | KEENE ROAD | ISONE | 101 | 345 | 102 | 132 | known |  | 45.3948 | -68.5296
103002 | KEENE ROAD 2 | ISONE | 101 | 345 | 102 | 132 | known |  | 45.3948 | -68.5296
103024 | KEENE ROAD | ISONE | 101 | 115 | 102 | 132 | known
103047 | KEENE_46 | ISONE | 101 | 44 | 102 | 132 | known
103084 | KEENE ROAD_C | ISONE | 101 | 115 | 102 | 132 | known
103142 | OAKFIELD_POI | ISONE | 101 | 115 | 102 | 132 | known
103600 | EM_56_EVGRN | ISONE | 101 | 115 | 102 | 132 | known
103014 | CHEMICAL | ISONE | 101 | 115 | 102 | 133 | unknown |  | 44.7391 | -68.8248 | 44.7403 | -68.7539 | 10781 | 44.7403 | -68.7539 | 10781
103066 | PERC | ISONE | 101 | 13.8 | 102 | 133 | unknown |  |  |  | 44.7403 | -68.7539 | 10781 | 44.7403 | -68.7539 | 10781
103016 | COVANTA WENF | ISONE | 101 | 115 | 102 | 134 | unknown |  | 45.2538 | -68.6279 | [5 empty] | 132
103067 | INDECK 5GT | ISONE | 101 | 12.5 | 102 | 134 | unknown | [8 empty] | 132
103017 | CHESTER ME | ISONE | 101 | 115 | 102 | 135 | unknown |  | 45.3972 | -68.5291 |  |  | 132 |  |  | 132
103039 | CHESTER ME | ISONE | 101 | 44 | 102 | 135 | unknown | [5 empty] | 132 |  |  | 132
103043 | CHESTER L85 | ISONE | 101 | 44 | 102 | 135 | unknown | [5 empty] | 132 |  |  | 132
103069 | WEST ENFIELD | ISONE | 101 | 13.2 | 102 | 135 | unknown | [5 empty] | 132 |  |  | 132
103019 | ELLSWRTH FLS | ISONE | 101 | 115 | 102 | 136 | unknown |  | 44.5701 | -68.4587
103025 | ELLSWORTH | ISONE | 101 | 34.5 | 102 | 136 | unknown
103079 | ELLSWRTH HYD | ISONE | 101 | 2.3 | 102 | 136 | unknown
103020 | DEBLOIS | ISONE | 101 | 115 | 102 | 137 | unknown |  | 44.6727 | -67.7788
103046 | DEBLOIS | ISONE | 101 | 34.5 | 102 | 137 | unknown
103022 | HARRINGTON | ISONE | 101 | 115 | 102 | 138 | unknown |  | 44.6222 | -67.7979
103083 | HARRINGTON | ISONE | 101 | 34.5 | 102 | 138 | unknown
103023 | WASHINGTON | ISONE | 101 | 115 | 102 | 139 | unknown |  | 44.6755 | -67.5462
103044 | WASHINGTON | ISONE | 101 | 34.5 | 102 | 139 | unknown
103070 | INDECK 6GT | ISONE | 101 | 12.5 | 102 | 139 | unknown
103028 | GRAHAM | ISONE | 101 | 115 | 102 | 140 | known |  | 44.8242 | -68.7055
103040 | GRAHAM T6T8 | ISONE | 101 | 44 | 102 | 140 | known
103041 | GRAHAM T7 | ISONE | 101 | 44 | 102 | 140 | known
103042 | GRAHAM T9 | ISONE | 101 | 44 | 102 | 140 | known
103076 | PPL MILFORD | ISONE | 101 | 4.16 | 102 | 140 | known
103029 | POWERSVILLE | ISONE | 101 | 115 | 102 | 141 | unknown |  | 45.618 | -68.5783 |  |  | 132 |  |  | 132
103118 | POWERSVILLE | ISONE | 101 | 34.5 | 102 | 141 | unknown | [5 empty] | 132 |  |  | 132
103030 | TRENTON | ISONE | 101 | 115 | 102 | 142 | unknown |  | 44.4389 | -68.3745
103045 | TRENTON | ISONE | 101 | 34.5 | 102 | 142 | unknown
103094 | TRENTON_C | ISONE | 101 | 115 | 102 | 142 | unknown |  | 44.4389 | -68.3745
103031 | STETSON WIND | ISONE | 101 | 115 | 102 | 143 | unknown |  | 45.4836 | -67.9936
103073 | STETSON WIND | ISONE | 101 | 34.5 | 102 | 143 | unknown
103032 | MIS ST | ISONE | 101 | 115 | 102 | 144 | known |  | 44.8242 | -68.7094
103062 | MIS ST | ISONE | 101 | 18 | 102 | 144 | known
103033 | BOGGY BROOK | ISONE | 101 | 115 | 102 | 145 | unknown |  | 44.5804 | -68.4337 |  |  |  | 44.7403 | -68.7539 | 10781
103081 | BOGGY BROOK | ISONE | 101 | 44 | 102 | 145 | unknown | [6 empty] | 44.7403 | -68.7539 | 10781
103036 | MIS G1 | ISONE | 101 | 115 | 102 | 146 | known |  | 44.8242 | -68.7094
103060 | MIS G1 | ISONE | 101 | 18 | 102 | 146 | known
103037 | MIS G2 | ISONE | 101 | 115 | 102 | 147 | known |  | 44.8242 | -68.7094
103061 | MIS G2 | ISONE | 101 | 18 | 102 | 147 | known
103038 | OLD TOWN | ISONE | 101 | 44 | 102 | 148 | unknown |  |  |  | 44.8242 | -68.7055 | 140 | 44.8242 | -68.7055 | 140
103072 | OT MILL_13 | ISONE | 101 | 13.8 | 102 | 148 | unknown |  |  |  | 44.8242 | -68.7055 | 140 | 44.8242 | -68.7055 | 140
103077 | OT MILL_ST | ISONE | 101 | 4.16 | 102 | 148 | unknown |  |  |  | 44.8242 | -68.7055 | 140 | 44.8242 | -68.7055 | 140
103096 | OT MILL_GT | ISONE | 101 | 4.16 | 102 | 148 | unknown |  |  |  | 44.8242 | -68.7055 | 140 | 44.8242 | -68.7055 | 140
103050 | STSN_CL1 AGG | ISONE | 101 | 0.575 | 102 | 149 | unknown
103063 | STSN_CL1 | ISONE | 101 | 34.5 | 102 | 149 | unknown
103051 | STSN_CL2 AGG | ISONE | 101 | 0.575 | 102 | 150 | unknown
103064 | STSN_CL2 | ISONE | 101 | 34.5 | 102 | 150 | unknown
103052 | STSN_CL3 AGG | ISONE | 101 | 0.575 | 102 | 151 | unknown
103065 | STSN_CL3 | ISONE | 101 | 34.5 | 102 | 151 | unknown
103086 | ROLLINS WIND | ISONE | 101 | 115 | 102 | 152 | unknown |  | 45.4041 | -68.3647
103087 | ROLLINS WIND | ISONE | 101 | 34.5 | 102 | 152 | unknown
103088 | ROLLINS CL1 | ISONE | 101 | 34.5 | 102 | 153 | unknown
103090 | ROLNS C1 AGG | ISONE | 101 | 0.69 | 102 | 153 | unknown
103092 | ROLLINS CL2 | ISONE | 101 | 34.5 | 102 | 154 | unknown
103093 | ROLNS C2 AGG | ISONE | 101 | 0.69 | 102 | 154 | unknown
103099 | OAKFIELD_T1 | ISONE | 101 | 99 | 102 | 155 | unknown |  | 46.0505 | -68.052 |  |  | 132 |  |  | 132
103143 | OAKFIELD_SC | ISONE | 101 | 12.47 | 102 | 155 | unknown | [5 empty] | 132 |  |  | 132
103144 | OAKFIELD_WND | ISONE | 101 | 115 | 102 | 155 | unknown |  | 46.0505 | -68.052 |  |  | 132 |  |  | 132
103145 | OAKFIELD_WND | ISONE | 101 | 34.5 | 102 | 155 | unknown | [5 empty] | 132 |  |  | 132
103100 | MILLINKTSUB4 | ISONE | 101 | 115 | 102 | 156 | unknown |  | 45.6435 | -68.7073 | [5 empty] | 132
103102 | MIL4CAP N.O. | ISONE | 101 | 115 | 102 | 156 | unknown |  | 45.6435 | -68.7073 | [5 empty] | 132
103112 | MILLINKTSUB4 | ISONE | 101 | 34.5 | 102 | 156 | unknown | [8 empty] | 132
103101 | MCKAY HYDRO | ISONE | 101 | 115 | 102 | 157 | unknown |  | 45.8783 | -69.1608
103133 | MCKAY GEN1 | ISONE | 101 | 6.9 | 102 | 157 | unknown
103134 | MCKAY GEN2 | ISONE | 101 | 6.9 | 102 | 157 | unknown
103135 | MCKAY GEN3 | ISONE | 101 | 6.9 | 102 | 157 | unknown
103107 | DOLBY HYDRO8 | ISONE | 101 | 6.9 | 102 | 158 | unknown | [8 empty] | 132
103117 | DOLBY HYDRO | ISONE | 101 | 34.5 | 102 | 158 | unknown | [8 empty] | 132
103132 | DOLBY HYDRO | ISONE | 101 | 6.9 | 102 | 158 | unknown | [8 empty] | 132
103108 | EMILNKTSTM A | ISONE | 101 | 34.5 | 102 | 159 | unknown | [8 empty] | 132
103109 | EMILNKTSTM B | ISONE | 101 | 34.5 | 102 | 159 | unknown | [8 empty] | 132
103111 | EMILNKTSUB3A | ISONE | 101 | 34.5 | 102 | 159 | unknown | [8 empty] | 132
103125 | EMILNKTSTEAM | ISONE | 101 | 13.8 | 102 | 159 | unknown | [8 empty] | 132
103114 | NORTHTWIN HY | ISONE | 101 | 34.5 | 102 | 160 | unknown
103141 | NORTHTWIN HY | ISONE | 101 | 2.3 | 102 | 160 | unknown
103115 | MILLINKTSUB1 | ISONE | 101 | 34.5 | 102 | 161 | unknown
103123 | MILLNKT HY18 | ISONE | 101 | 13.8 | 102 | 161 | unknown
103124 | MILLNKT HY25 | ISONE | 101 | 6.9 | 102 | 161 | unknown
103110 | EMILNKTSUB3B | ISONE | 101 | 34.5 | 102 | 162 | unknown | [8 empty] | 132
103116 | EMILLNCKT HY | ISONE | 101 | 34.5 | 102 | 162 | unknown | [8 empty] | 132
103131 | EMILLNCKT HY | ISONE | 101 | 6.9 | 102 | 162 | unknown | [8 empty] | 132
103119 | WELDON HYDRO | ISONE | 101 | 6.9 | 102 | 163 | unknown | [8 empty] | 132
103120 | WELDON HYDRO | ISONE | 101 | 34.5 | 102 | 163 | unknown | [8 empty] | 132
103091 | BULL HILL | ISONE | 101 | 115 | 102 | 164 | unknown |  | 44.7231 | -68.2425
103126 | HANCOCK_PCCF | ISONE | 101 | 115 | 102 | 164 | unknown |  | 44.7227 | -68.1645
103127 | HANCOCK_SS | ISONE | 101 | 34.5 | 102 | 164 | unknown
103128 | HANCOCK_DVAR | ISONE | 101 | 34.5 | 102 | 164 | unknown
103129 | HANCOCK_DVAR | ISONE | 101 | 0.48 | 102 | 164 | unknown
103130 | HANCOCK_WTMV | ISONE | 101 | 34.5 | 102 | 164 | unknown
103136 | BULLHLL_PCCT | ISONE | 101 | 115 | 102 | 164 | unknown |  | 44.7227 | -68.1645
103137 | BULLHLL_PCCF | ISONE | 101 | 115 | 102 | 164 | unknown |  | 44.7227 | -68.1645
103138 | BULL HILL T1 | ISONE | 101 | 34.5 | 102 | 164 | unknown
103202 | WEAVER_COLLS | ISONE | 101 | 34.5 | 102 | 164 | unknown
103205 | WEAVER_PCC_F | ISONE | 101 | 115 | 102 | 164 | unknown |  | 44.7227 | -68.1645
103206 | WEAVER_DVAR | ISONE | 101 | 0.48 | 102 | 164 | unknown
103139 | BULL HIL COL | ISONE | 101 | 34.5 | 102 | 165 | unknown
103140 | BULL HIL WND | ISONE | 101 | 0.65 | 102 | 165 | unknown
103146 | OAKFIELD_COL | ISONE | 101 | 34.5 | 102 | 166 | unknown | [8 empty] | 132
103147 | OAKFIELD_STR | ISONE | 101 | 0.65 | 102 | 166 | unknown | [8 empty] | 132
103148 | PISG_115_TAP | ISONE | 101 | 115 | 102 | 167 | unknown |  | 44.7819 | -68.5192 | 44.8242 | -68.7055 | 140 | 44.8242 | -68.7055 | 140
103149 | PISG_115COLL | ISONE | 101 | 115 | 102 | 167 | unknown |  | 44.7819 | -68.5192 | 44.8242 | -68.7055 | 140 | 44.8242 | -68.7055 | 140
103150 | PISG_34_COLL | ISONE | 101 | 34.5 | 102 | 167 | unknown |  |  |  | 44.8242 | -68.7055 | 140 | 44.8242 | -68.7055 | 140
103214 | SILVMAPL_POI | ISONE | 101 | 115 | 102 | 167 | unknown |  | 44.7819 | -68.5192 | 44.8242 | -68.7055 | 140 | 44.8242 | -68.7055 | 140
103215 | SILVMAPL_COL | ISONE | 101 | 34.5 | 102 | 167 | unknown |  |  |  | 44.8242 | -68.7055 | 140 | 44.8242 | -68.7055 | 140
103151 | PISG_GEN_EQV | ISONE | 101 | 34.5 | 102 | 168 | unknown | [6 empty] | 44.8242 | -68.7055 | 140
103152 | PISG_GEN_EQV | ISONE | 101 | 0.69 | 102 | 168 | unknown | [6 empty] | 44.8242 | -68.7055 | 140
103161 | PASSAD_TAP | ISONE | 101 | 115 | 102 | 169 | unknown |  | 45.2457 | -68.6017 | 44.8242 | -68.7055 | 140 | 44.8242 | -68.7055 | 140
103162 | PASSAD_PCBKR | ISONE | 101 | 34.5 | 102 | 169 | unknown |  |  |  | 44.8242 | -68.7055 | 140 | 44.8242 | -68.7055 | 140
103170 | PASSAD CDVAR | ISONE | 101 | 0.48 | 102 | 169 | unknown |  |  |  | 44.8242 | -68.7055 | 140 | 44.8242 | -68.7055 | 140
103165 | PASSAD_AG1 | ISONE | 101 | 34.5 | 102 | 170 | unknown
103166 | PASSADGENAG1 | ISONE | 101 | 0.65 | 102 | 170 | unknown
103168 | PASSAD_AG2 | ISONE | 101 | 34.5 | 102 | 171 | unknown
103169 | PASSADGENAG2 | ISONE | 101 | 0.65 | 102 | 171 | unknown
103171 | HANCOCK_AGC1 | ISONE | 101 | 34.5 | 102 | 172 | unknown
103173 | HANCOCK_AGC1 | ISONE | 101 | 0.6 | 102 | 172 | unknown
103172 | HANCOCK_AGC2 | ISONE | 101 | 34.5 | 102 | 173 | unknown
103174 | HANCOCK_AGC2 | ISONE | 101 | 0.6 | 102 | 173 | unknown
103190 | MILO_GSU | ISONE | 101 | 46 | 102 | 174 | unknown
103191 | MILO_GEN | ISONE | 101 | 0.55 | 102 | 174 | unknown
103200 | WEAVER_AGG_1 | ISONE | 101 | 0.65 | 102 | 175 | unknown
103201 | WEAVER_AG1HV | ISONE | 101 | 34.5 | 102 | 175 | unknown
103203 | WEAVER_AGG_2 | ISONE | 101 | 0.65 | 102 | 176 | unknown
103204 | WEAVER_AG2HV | ISONE | 101 | 34.5 | 102 | 176 | unknown
103207 | DAWN_XFH | ISONE | 101 | 115 | 102 | 177 | unknown
103208 | DAWN_XFL | ISONE | 101 | 34.5 | 102 | 177 | unknown
103209 | DAWN_XFT | ISONE | 101 | 13.8 | 102 | 177 | unknown
103210 | DAWN_MID | ISONE | 101 | 99 | 102 | 177 | unknown
103211 | DAWN_DVAR | ISONE | 101 | 0.48 | 102 | 177 | unknown
103212 | DAWN_COLL | ISONE | 101 | 34.5 | 102 | 178 | unknown
103213 | DAWN_GEN | ISONE | 101 | 0.6 | 102 | 178 | unknown
103216 | SILVMAPL_GSU | ISONE | 101 | 34.5 | 102 | 179 | unknown | [6 empty] | 44.8242 | -68.7055 | 140
103217 | SILVMAPL_GEN | ISONE | 101 | 0.72 | 102 | 179 | unknown | [6 empty] | 44.8242 | -68.7055 | 140
104001 | LITTLTN-C203 | ISONE | 101 | 230 | 104 | 180 | unknown |  | 44.329 | -71.8847 |  |  |  | 44.1189 | -72.4988 | 315
104002 | ES_D204_NGR | ISONE | 101 | 230 | 104 | 180 | unknown |  | 44.329 | -71.8847 |  |  |  | 44.1189 | -72.4988 | 315
104003 | LITTLTN-D204 | ISONE | 101 | 230 | 104 | 180 | unknown |  | 44.329 | -71.8847 |  |  |  | 44.1189 | -72.4988 | 315
104264 | LITTLETON | ISONE | 101 | 115 | 104 | 180 | unknown |  | 44.329 | -71.8847 |  |  |  | 44.1189 | -72.4988 | 315
104267 | ES_60_VEL | ISONE | 101 | 115 | 104 | 180 | unknown |  | 44.329 | -71.8847 |  |  |  | 44.1189 | -72.4988 | 315
106008 | LTLTN_T-D204 | ISONE | 101 | 230 | 105 | 180 | unknown |  | 44.329 | -71.8847 |  |  |  | 44.1189 | -72.4988 | 315
106071 | LTLTN_T-C203 | ISONE | 101 | 230 | 105 | 180 | unknown |  | 44.329 | -71.8847 |  |  |  | 44.1189 | -72.4988 | 315
104079 | NEWINGTON | ISONE | 101 | 345 | 104 | 181 | known |  | 43.0981 | -70.7923
105464 | NEWINGTON_G1 | ISONE | 101 | 24 | 104 | 181 | known
104080 | NEWINGTON EN | ISONE | 101 | 345 | 104 | 182 | known |  | 43.0994 | -70.7911
105476 | NEWINGTON_C1 | ISONE | 101 | 18 | 104 | 182 | known
105477 | NEWINGTON_C2 | ISONE | 101 | 18 | 104 | 182 | known
105478 | NEWINGTON_S1 | ISONE | 101 | 18 | 104 | 182 | known
104095 | DEERFIELD | ISONE | 101 | 345 | 104 | 183 | known |  | 43.1417 | -71.1848
104506 | DEERFIELD | ISONE | 101 | 115 | 104 | 183 | known
104111 | MERRIMACK | ISONE | 101 | 230 | 104 | 184 | known |  | 43.1406 | -71.4701
104490 | V159_T | ISONE | 101 | 115 | 104 | 184 | known
104491 | W168_T | ISONE | 101 | 115 | 104 | 184 | known
104492 | SCRUBBER_V59 | ISONE | 101 | 115 | 104 | 184 | known
104493 | SCRUBBER_W68 | ISONE | 101 | 115 | 104 | 184 | known
104494 | MERRIMACK-1 | ISONE | 101 | 115 | 104 | 184 | known |  | 43.1406 | -71.4701
104495 | MERRIMACK-2 | ISONE | 101 | 115 | 104 | 184 | known |  | 43.1406 | -71.4701
104496 | MERRIMACK-3 | ISONE | 101 | 115 | 104 | 184 | known |  | 43.1406 | -71.4701
104497 | MERRIMACK_C1 | ISONE | 101 | 115 | 104 | 184 | known
104498 | MERRIMACK_C2 | ISONE | 101 | 115 | 104 | 184 | known
105385 | MERRIMACK_G1 | ISONE | 101 | 14.4 | 104 | 184 | known
105386 | MERRIMACK_G2 | ISONE | 101 | 24 | 104 | 184 | known |  | 43.1406 | -71.4701
105387 | MERRIMACK_CT | ISONE | 101 | 13.8 | 104 | 184 | known
105388 | SCRUBBER-1 | ISONE | 101 | 4.16 | 104 | 184 | known
105389 | SCRUBBER-2 | ISONE | 101 | 4.16 | 104 | 184 | known
104119 | TIMBER SWAMP | ISONE | 101 | 345 | 104 | 185 | known |  | 42.9498 | -70.8688
105555 | TIMBER SWAMP | ISONE | 101 | 34.5 | 104 | 185 | known
104126 | ES_369_SBK | ISONE | 101 | 345 | 104 | 186 | known
104127 | SEABROOK | ISONE | 101 | 345 | 104 | 186 | known |  | 42.8992 | -70.8489
104128 | ES_394_SBK | ISONE | 101 | 345 | 104 | 186 | known
104129 | ES_363_SBK | ISONE | 101 | 345 | 104 | 186 | known
105568 | SEABROOK_G1 | ISONE | 101 | 25 | 104 | 186 | known |  | 42.8992 | -70.8489
104143 | SCOBIE POND | ISONE | 101 | 345 | 104 | 187 | known |  | 42.9049 | -71.3421
104747 | SCOBIEPOND_R | ISONE | 101 | 115 | 104 | 187 | known
104748 | SCOBIE POND | ISONE | 101 | 115 | 104 | 187 | known
104750 | SCOBIE T30 | ISONE | 101 | 115 | 104 | 187 | known
104752 | SCOBIE T90 | ISONE | 101 | 115 | 104 | 187 | known
104753 | SCOBIE T120 | ISONE | 101 | 115 | 104 | 187 | known
104758 | B172_T | ISONE | 101 | 115 | 104 | 187 | known
104759 | SCOBIE PD D | ISONE | 101 | 115 | 104 | 187 | known
105607 | SCOBIE POND | ISONE | 101 | 12.47 | 104 | 187 | known
104151 | LAWRENCE RD | ISONE | 101 | 345 | 104 | 188 | known |  | 42.7916 | -71.3768
105867 | LAWRENCE RD | ISONE | 101 | 34.5 | 104 | 188 | known
104162 | EAGLE | ISONE | 101 | 345 | 104 | 189 | known |  | 42.8305 | -71.4834
105045 | EAGLE | ISONE | 101 | 115 | 104 | 189 | known
105047 | THORNTON | ISONE | 101 | 115 | 104 | 189 | known
105048 | EAGLE_C1 | ISONE | 101 | 115 | 104 | 189 | known
105049 | EAGLE_C2 | ISONE | 101 | 115 | 104 | 189 | known
105825 | THORNTON | ISONE | 101 | 34.5 | 104 | 189 | known
104167 | AMHERST | ISONE | 101 | 345 | 104 | 190 | known |  | 42.3736 | -72.507
105802 | AMHERST | ISONE | 101 | 34.5 | 104 | 190 | known
104175 | FITZWILLIAM | ISONE | 101 | 345 | 104 | 191 | known |  | 42.8002 | -72.1484
104979 | ES_I135N_NGR | ISONE | 101 | 115 | 104 | 191 | known
104990 | FITZWILLIAM | ISONE | 101 | 115 | 104 | 191 | known
105001 | ES_I135_NGR | ISONE | 101 | 115 | 104 | 191 | known
104209 | SMITH HYDRO | ISONE | 101 | 115 | 104 | 192 | unknown |  | 44.4631 | -71.1795
105152 | SMITH HYDRO | ISONE | 101 | 6.6 | 104 | 192 | unknown
104214 | GRANITE WIND | ISONE | 101 | 115 | 104 | 193 | unknown |  | 44.7038 | -71.2923
105109 | GRANITE_WIND | ISONE | 101 | 34.5 | 104 | 193 | unknown
105110 | GRANITE DVAR | ISONE | 101 | 0.48 | 104 | 193 | unknown
104217 | BURGESS | ISONE | 101 | 115 | 104 | 194 | unknown |  | 44.4715 | -71.1751
105188 | BURGESS GEN | ISONE | 101 | 13.8 | 104 | 194 | unknown
104216 | NU_N110_BURG | ISONE | 101 | 115 | 104 | 195 | unknown |  | 44.4631 | -71.1795
104220 | BERLIN NH | ISONE | 101 | 115 | 104 | 195 | unknown |  | 44.4631 | -71.1795
105191 | BERLIN NH | ISONE | 101 | 34.5 | 104 | 195 | unknown
105193 | GLAKES BERLN | ISONE | 101 | 23 | 104 | 195 | unknown
105194 | GORHAM HYDRO | ISONE | 101 | 2.3 | 104 | 195 | unknown
104231 | W179_T | ISONE | 101 | 115 | 104 | 196 | unknown |  | 44.6178 | -71.2262
104233 | ES_W179_BRKF | ISONE | 101 | 115 | 104 | 196 | unknown |  | 44.6178 | -71.2262
104235 | PONTOOK | ISONE | 101 | 115 | 104 | 196 | unknown |  | 44.6178 | -71.2262
105178 | PONTOOK | ISONE | 101 | 34.5 | 104 | 196 | unknown
105180 | PONTOOK HYD | ISONE | 101 | 4.16 | 104 | 196 | unknown
104242 | LOST NATION | ISONE | 101 | 115 | 104 | 197 | unknown |  | 44.5942 | -71.4943
105204 | LOST NATION | ISONE | 101 | 34.5 | 104 | 197 | unknown
105206 | LOST NATION | ISONE | 101 | 13.2 | 104 | 197 | unknown
104253 | WHITEFIELD | ISONE | 101 | 115 | 104 | 198 | unknown |  | 44.3793 | -71.6084
105217 | WHITEFIELD | ISONE | 101 | 34.5 | 104 | 198 | unknown
105219 | BETHLEHEM | ISONE | 101 | 13.8 | 104 | 198 | unknown
105221 | WHITEFLD P&L | ISONE | 101 | 13.8 | 104 | 198 | unknown
104286 | N-WOODSTOCK | ISONE | 101 | 115 | 104 | 199 | unknown |  | 44.0116 | -71.677
105230 | N-WOODSTOCK | ISONE | 101 | 34.5 | 104 | 199 | unknown
104297 | INTERVALE | ISONE | 101 | 115 | 104 | 200 | unknown |  | 44.0927 | -71.1525
105243 | INTERVALE | ISONE | 101 | 34.5 | 104 | 200 | unknown
104319 | SACO VALLEY | ISONE | 101 | 115 | 104 | 201 | known |  | 44.0076 | -71.0876
104330 | SACOVALLY_P1 | ISONE | 101 | 115 | 104 | 201 | known |  | 44.0076 | -71.0876
104331 | SACOVALLY_P2 | ISONE | 101 | 115 | 104 | 201 | known |  | 44.0076 | -71.0876
105256 | SACO VALLEY | ISONE | 101 | 34.5 | 104 | 201 | known |  | 44.0076 | -71.0876
105257 | SACO VLY_SC1 | ISONE | 101 | 12.47 | 104 | 201 | known |  | 44.0076 | -71.0876
105258 | SACO VLY_SC2 | ISONE | 101 | 12.47 | 104 | 201 | known |  | 44.0076 | -71.0876
104341 | WHITE LAKE | ISONE | 101 | 115 | 104 | 202 | unknown |  | 43.8481 | -71.2067 | 44.0076 | -71.0876 | 201 | 44.0076 | -71.0876 | 201
104342 | WHITE LAKE_C | ISONE | 101 | 115 | 104 | 202 | unknown |  | 43.8481 | -71.2067 | 44.0076 | -71.0876 | 201 | 44.0076 | -71.0876 | 201
105269 | WHITE LAKE | ISONE | 101 | 34.5 | 104 | 202 | unknown |  |  |  | 44.0076 | -71.0876 | 201 | 44.0076 | -71.0876 | 201
105271 | WHITELAKE_JT | ISONE | 101 | 13.8 | 104 | 202 | unknown |  |  |  | 44.0076 | -71.0876 | 201 | 44.0076 | -71.0876 | 201
104352 | F190_T | ISONE | 101 | 115 | 104 | 203 | unknown | Google Earth | 43.8359 | -71.1972 |  |  |  | 44.0076 | -71.0876 | 201
104358 | ES_F190_GDF | ISONE | 101 | 115 | 104 | 203 | unknown | Google Earth | 43.8359 | -71.1972 |  |  |  | 44.0076 | -71.0876 | 201
104363 | TAMWORTH | ISONE | 101 | 115 | 104 | 203 | unknown | Google Earth | 43.8359 | -71.1972 |  |  |  | 44.0076 | -71.0876 | 201
105275 | TAMWORTH | ISONE | 101 | 34.5 | 104 | 203 | unknown | [6 empty] | 44.0076 | -71.0876 | 201
105276 | TAMWORTH GEN | ISONE | 101 | 13.8 | 104 | 203 | unknown | [6 empty] | 44.0076 | -71.0876 | 201
104374 | BEEBE RIVER | ISONE | 101 | 115 | 104 | 204 | unknown | OIM | 43.8282 | -71.6403
104375 | BEEBERIVER_C | ISONE | 101 | 115 | 104 | 204 | unknown | OIM | 43.8282 | -71.6403
105282 | BEEBE RIVER | ISONE | 101 | 34.5 | 104 | 204 | unknown
104378 | HUCKINS HILL | ISONE | 101 | 115 | 104 | 205 | unknown | OIM | 43.7817 | -71.6587
105285 | GROTON COL | ISONE | 101 | 34.5 | 104 | 205 | unknown
105291 | GROTON DVAR | ISONE | 101 | 0.48 | 104 | 205 | unknown
104396 | ASHLAND | ISONE | 101 | 115 | 104 | 206 | unknown | OIM | 43.6914 | -71.6372
105295 | ASHLAND | ISONE | 101 | 34.5 | 104 | 206 | unknown
105297 | BRIDGEWATER | ISONE | 101 | 13.8 | 104 | 206 | unknown
104407 | PEMIGEWASSET | ISONE | 101 | 115 | 104 | 207 | unknown | OIM | 43.5967 | -71.7095
105308 | PEMIGEWASSET | ISONE | 101 | 34.5 | 104 | 207 | unknown
105310 | ALEXANDRIA_G | ISONE | 101 | 13.8 | 104 | 207 | unknown
104417 | WEBSTER_C1 | ISONE | 101 | 115 | 104 | 208 | unknown | OIM | 43.4558 | -71.6739 |  |  |  | 43.1406 | -71.4701 | 184
104418 | WEBSTER | ISONE | 101 | 115 | 104 | 208 | unknown | OIM | 43.4558 | -71.6739 |  |  |  | 43.1406 | -71.4701 | 184
104419 | WEBSTER_C2 | ISONE | 101 | 115 | 104 | 208 | unknown | OIM | 43.4558 | -71.6739 |  |  |  | 43.1406 | -71.4701 | 184
105321 | WEBSTER | ISONE | 101 | 34.5 | 104 | 208 | unknown | [6 empty] | 43.1406 | -71.4701 | 184
105323 | EASTMAN FALS | ISONE | 101 | 34.5 | 104 | 208 | unknown | [6 empty] | 43.1406 | -71.4701 | 184
105324 | EASTMAN FALS | ISONE | 101 | 2.4 | 104 | 208 | unknown | [6 empty] | 43.1406 | -71.4701 | 184
104429 | LACONIA-J125 | ISONE | 101 | 115 | 104 | 209 | unknown | OIM | 43.5252 | -71.4521
104440 | LACONIA-L176 | ISONE | 101 | 115 | 104 | 209 | unknown | OIM | 43.5252 | -71.4521
105334 | LACONIA | ISONE | 101 | 34.5 | 104 | 209 | unknown
104451 | NORTH ROAD | ISONE | 101 | 115 | 104 | 210 | unknown | OIM | 43.3906 | -72.0998
105345 | HEMPHILL PWR | ISONE | 101 | 13.8 | 104 | 210 | unknown
105347 | NORTH ROAD | ISONE | 101 | 34.5 | 104 | 210 | unknown
104473 | FARMWOOD | ISONE | 101 | 115 | 104 | 211 | unknown | OIM | 43.2767 | -71.5436 | 43.1406 | -71.4701 | 184 | 43.1406 | -71.4701 | 184
104474 | OAK HILL_C | ISONE | 101 | 115 | 104 | 211 | unknown | OIM | 43.2767 | -71.5436 | 43.1406 | -71.4701 | 184 | 43.1406 | -71.4701 | 184
105357 | FARMWOOD_SC1 | ISONE | 101 | 12.47 | 104 | 211 | unknown |  |  |  | 43.1406 | -71.4701 | 184 | 43.1406 | -71.4701 | 184
105358 | FARMWOOD_SC2 | ISONE | 101 | 12.47 | 104 | 211 | unknown |  |  |  | 43.1406 | -71.4701 | 184 | 43.1406 | -71.4701 | 184
105360 | OAK HILL | ISONE | 101 | 34.5 | 104 | 211 | unknown |  |  |  | 43.1406 | -71.4701 | 184 | 43.1406 | -71.4701 | 184
105362 | WES CONCORD | ISONE | 101 | 4.16 | 104 | 211 | unknown |  |  |  | 43.1406 | -71.4701 | 184 | 43.1406 | -71.4701 | 184
104478 | CURTISVILLE | ISONE | 101 | 115 | 104 | 212 | unknown | OIM | 43.2325 | -71.4952 |  |  |  | 43.1417 | -71.1848 | 183
104479 | CURTISVILE_C | ISONE | 101 | 115 | 104 | 212 | unknown | OIM | 43.2325 | -71.4952 |  |  |  | 43.1417 | -71.1848 | 183
105367 | BROKEN GROND | ISONE | 101 | 34.5 | 104 | 212 | unknown | [6 empty] | 43.1417 | -71.1848 | 183
104484 | GARVINS | ISONE | 101 | 115 | 104 | 213 | unknown | OIM | 43.1628 | -71.5074 | 43.1417 | -71.1848 | 183 | 43.1417 | -71.1848 | 183
105373 | GARVINS | ISONE | 101 | 34.5 | 104 | 213 | unknown |  |  |  | 43.1417 | -71.1848 | 183 | 43.1417 | -71.1848 | 183
105374 | GARVINS HYD | ISONE | 101 | 11 | 104 | 213 | unknown |  |  |  | 43.1417 | -71.1848 | 183 | 43.1417 | -71.1848 | 183
105375 | HOOKSET HYD | ISONE | 101 | 11 | 104 | 213 | unknown |  |  |  | 43.1417 | -71.1848 | 183 | 43.1417 | -71.1848 | 183
104502 | PINE HILL | ISONE | 101 | 115 | 104 | 214 | known |  | 43.0566 | -71.4442
105399 | PINE HILL | ISONE | 101 | 34.5 | 104 | 214 | known
104515 | TASKER FARM | ISONE | 101 | 115 | 104 | 215 | unknown | OIM | 43.3876 | -70.996 |  |  |  | 43.1417 | -71.1848 | 183
105409 | TASKER FARM | ISONE | 101 | 34.5 | 104 | 215 | unknown | [6 empty] | 43.1417 | -71.1848 | 183
104517 | EASTPORT | ISONE | 101 | 115 | 104 | 216 | unknown | OIM | 43.3088 | -70.9984 | 43.1417 | -71.1848 | 183 | 43.1417 | -71.1848 | 183
105412 | ROCHESTER | ISONE | 101 | 34.5 | 104 | 216 | unknown |  |  |  | 43.1417 | -71.1848 | 183 | 43.1417 | -71.1848 | 183
104528 | MADBURY | ISONE | 101 | 115 | 104 | 217 | unknown | OIM | 43.1602 | -70.9314 | 43.1417 | -71.1848 | 183 | 43.1417 | -71.1848 | 183
104529 | MADBURY_C | ISONE | 101 | 115 | 104 | 217 | unknown | OIM | 43.1602 | -70.9314 | 43.1417 | -71.1848 | 183 | 43.1417 | -71.1848 | 183
105425 | MADBURY | ISONE | 101 | 34.5 | 104 | 217 | unknown |  |  |  | 43.1417 | -71.1848 | 183 | 43.1417 | -71.1848 | 183
104539 | DOVER | ISONE | 101 | 115 | 104 | 218 | unknown | OIM | 43.1982 | -70.8635 |  |  |  | 43.1417 | -71.1848 | 183
105438 | DOVER | ISONE | 101 | 34.5 | 104 | 218 | unknown | [6 empty] | 43.1417 | -71.1848 | 183
104604 | SCHILLER_C1 | ISONE | 101 | 115 | 104 | 219 | unknown | Google Earth | 43.0973 | -70.786
104605 | SCHILLER | ISONE | 101 | 115 | 104 | 219 | unknown | Google Earth | 43.0973 | -70.786
104606 | SCHILLER_C2 | ISONE | 101 | 115 | 104 | 219 | unknown | Google Earth | 43.0973 | -70.786
105450 | SCHILLER_G4 | ISONE | 101 | 13.8 | 104 | 219 | unknown
105451 | SCHILLER_G5 | ISONE | 101 | 13.8 | 104 | 219 | unknown
105452 | SCHILLER_G6 | ISONE | 101 | 13.8 | 104 | 219 | unknown
105454 | SCHILLER JET | ISONE | 101 | 13.8 | 104 | 219 | unknown
104638 | RESISTANCE | ISONE | 101 | 115 | 104 | 220 | unknown | OIM | 43.0929 | -70.7787
105490 | RESISTANCE | ISONE | 101 | 34.5 | 104 | 220 | unknown
104647 | T13_T | ISONE | 101 | 115 | 104 | 221 | unknown | OIM | 43.0939 | -70.7867 |  |  |  | 43.1417 | -71.1848 | 183
104649 | PORTSMOUTH | ISONE | 101 | 115 | 104 | 221 | unknown | OIM | 43.0949 | -70.7873 |  |  |  | 43.1417 | -71.1848 | 183
105503 | PORTSMOUTH | ISONE | 101 | 34.5 | 104 | 221 | unknown | [6 empty] | 43.1417 | -71.1848 | 183
104659 | MILL POND | ISONE | 101 | 115 | 104 | 222 | unknown | OIM | 43.0682 | -70.7783
105508 | MILL POND | ISONE | 101 | 12.5 | 104 | 222 | unknown
104671 | OCEANRD-E194 | ISONE | 101 | 115 | 104 | 223 | unknown | OIM | 43.0423 | -70.8132 | [6 empty] | Ocean Road
104672 | OCEANRDE19_C | ISONE | 101 | 115 | 104 | 223 | unknown | OIM | 43.0423 | -70.8132 | [6 empty] | Ocean Road
104682 | OCEANRD-U181 | ISONE | 101 | 115 | 104 | 223 | unknown | OIM | 43.0423 | -70.8132 | [6 empty] | Ocean Road
104683 | OCEANRDU18_C | ISONE | 101 | 115 | 104 | 223 | unknown | OIM | 43.0423 | -70.8132 | [6 empty] | Ocean Road
105516 | OCEAN ROAD | ISONE | 101 | 34.5 | 104 | 223 | unknown
104693 | GREAT BAY | ISONE | 101 | 115 | 104 | 224 | unknown | OIM | 43.0088 | -70.8869
105529 | GREAT BAY | ISONE | 101 | 34.5 | 104 | 224 | unknown
104704 | BRENTWOOD | ISONE | 101 | 115 | 104 | 225 | unknown | OIM | 42.9837 | -71.0838
105542 | BRENTWOOD | ISONE | 101 | 34.5 | 104 | 225 | unknown
104719 | KINGSTN1-UTL | ISONE | 101 | 115 | 104 | 226 | unknown | OIM | 42.8936 | -71.0836 | [6 empty] | Kingston
104720 | KINGSTN2-UTL | ISONE | 101 | 115 | 104 | 226 | unknown | OIM | 42.8936 | -71.0836 | [6 empty] | Kingston
105579 | KINGSTON-UTL | ISONE | 101 | 34.5 | 104 | 226 | unknown
104724 | KINGSTON-ES | ISONE | 101 | 115 | 104 | 227 | unknown | OIM | 42.894 | -71.0844 | [6 empty] | Kingston
105581 | KINGSTON-ES | ISONE | 101 | 34.5 | 104 | 227 | unknown
104737 | PULPIT ROCK | ISONE | 101 | 115 | 104 | 228 | unknown | OIM | 42.9364 | -71.2372 | 42.9049 | -71.3421 | 187 | 42.9049 | -71.3421 | 187
105594 | CHESTER | ISONE | 101 | 34.5 | 104 | 228 | unknown |  |  |  | 42.9049 | -71.3421 | 187 | 42.9049 | -71.3421 | 187
104770 | MAMMOTH ROAD | ISONE | 101 | 115 | 104 | 229 | unknown | OIM | 42.8786 | -71.3835 | 42.8914 | -71.432 | 12311 | 42.8914 | -71.432 | 12311
105620 | MAMMOTH ROAD | ISONE | 101 | 34.5 | 104 | 229 | unknown |  |  |  | 42.8914 | -71.432 | 12311 | 42.8914 | -71.432 | 12311
104792 | GRANITE RIDG | ISONE | 101 | 115 | 104 | 230 | known |  | 42.9043 | -71.425
105633 | GRANITE R ST | ISONE | 101 | 16 | 104 | 230 | known
104802 | HUSE ROAD 2 | ISONE | 101 | 115 | 104 | 231 | unknown | OIM | 42.953 | -71.4314 | 42.9049 | -71.3421 | 187 | 42.9049 | -71.3421 | 187
104803 | HUSE ROAD | ISONE | 101 | 115 | 104 | 231 | unknown | OIM | 42.953 | -71.4314 | 42.9049 | -71.3421 | 187 | 42.9049 | -71.3421 | 187
105646 | HUSE ROAD | ISONE | 101 | 34.5 | 104 | 231 | unknown |  |  |  | 42.9049 | -71.3421 | 187 | 42.9049 | -71.3421 | 187
104814 | BEDFORD | ISONE | 101 | 115 | 104 | 232 | unknown | OIM | 42.9446 | -71.463 |  |  |  | 42.9049 | -71.3421 | 187
105659 | BEDFORD | ISONE | 101 | 34.5 | 104 | 232 | unknown | [6 empty] | 42.9049 | -71.3421 | 187
104847 | RIMMON | ISONE | 101 | 115 | 104 | 233 | known |  | 43.0057 | -71.5037
104848 | RIMMON_C | ISONE | 101 | 115 | 104 | 233 | known
105685 | RIMMON | ISONE | 101 | 34.5 | 104 | 233 | known
104858 | EDDY | ISONE | 101 | 115 | 104 | 234 | unknown | MAPCARTA | 43.0032 | -71.4732 | 43.0057 | -71.5037 | 233 | 43.0057 | -71.5037 | 233
105698 | EDDY | ISONE | 101 | 34.5 | 104 | 234 | unknown |  |  |  | 43.0057 | -71.5037 | 233 | 43.0057 | -71.5037 | 233
105700 | AMOSKEAG N. | ISONE | 101 | 2.3 | 104 | 234 | unknown |  |  |  | 43.0057 | -71.5037 | 233 | 43.0057 | -71.5037 | 233
105701 | AMOSKEAG S. | ISONE | 101 | 2.3 | 104 | 234 | unknown |  |  |  | 43.0057 | -71.5037 | 233 | 43.0057 | -71.5037 | 233
104880 | WEARE | ISONE | 101 | 115 | 104 | 235 | unknown |  | 43.0325 | -71.6601 | 43.016 | -71.569 | 12312 | 43.016 | -71.569 | 12312
104881 | WEARE_C | ISONE | 101 | 115 | 104 | 235 | unknown |  | 43.0325 | -71.6601 | 43.016 | -71.569 | 12312 | 43.016 | -71.569 | 12312
105711 | WEARE | ISONE | 101 | 34.5 | 104 | 235 | unknown |  |  |  | 43.016 | -71.569 | 12312 | 43.016 | -71.569 | 12312
104891 | JACKMAN | ISONE | 101 | 115 | 104 | 236 | unknown |  | 43.1121 | -71.926 |  |  |  | 43.016 | -71.569 | 12312
104892 | JACKMAN_C | ISONE | 101 | 115 | 104 | 236 | unknown |  | 43.1121 | -71.926 |  |  |  | 43.016 | -71.569 | 12312
105724 | JACKMAN | ISONE | 101 | 34.5 | 104 | 236 | unknown | [6 empty] | 43.016 | -71.569 | 12312
105726 | JACKMAN HYD | ISONE | 101 | 2.4 | 104 | 236 | unknown | [6 empty] | 43.016 | -71.569 | 12312
104895 | TUTTLE HILL | ISONE | 101 | 115 | 104 | 237 | unknown |  | 43.0741 | -72.0051
104896 | ANTRIM | ISONE | 101 | 115 | 104 | 237 | unknown |  | 43.0741 | -72.0051
105729 | ANTRIM | ISONE | 101 | 34.5 | 104 | 237 | unknown
104900 | NORTH KEENE | ISONE | 101 | 115 | 104 | 238 | unknown |  | 42.944 | -72.2999
105735 | NORTH KEENE | ISONE | 101 | 12.47 | 104 | 238 | unknown
104902 | KEENE | ISONE | 101 | 115 | 104 | 239 | unknown |  | 42.9297 | -72.286 |  |  |  | 42.8002 | -72.1484 | 191
105737 | KEENE | ISONE | 101 | 12.47 | 104 | 239 | unknown | [6 empty] | 42.8002 | -72.1484 | 191
104913 | A152_T | ISONE | 101 | 115 | 104 | 240 | unknown |  | 42.8734 | -72.3177
104914 | SWANZEY | ISONE | 101 | 115 | 104 | 240 | unknown |  | 42.8734 | -72.3177
105750 | SWANZEY | ISONE | 101 | 12.47 | 104 | 240 | unknown
104935 | CHESTNUT HIL | ISONE | 101 | 115 | 104 | 241 | unknown |  | 42.7979 | -72.483
104936 | CHESTNUTHI_C | ISONE | 101 | 115 | 104 | 241 | unknown |  | 42.7979 | -72.483 | [6 empty] | Scobie?
105763 | CHESTNUT HIL | ISONE | 101 | 34.5 | 104 | 241 | unknown
104957 | MONADNOCK | ISONE | 101 | 115 | 104 | 242 | unknown |  | 42.83 | -72.1673 | 42.8002 | -72.1484 | 191 | 42.8002 | -72.1484 | 191
104968 | MONADNCK_TAP | ISONE | 101 | 115 | 104 | 242 | unknown |  | 42.83 | -72.1673 | 42.8002 | -72.1484 | 191 | 42.8002 | -72.1484 | 191
105775 | PBRGH_DVAR | ISONE | 101 | 0.48 | 104 | 242 | unknown |  |  |  | 42.8002 | -72.1484 | 191 | 42.8002 | -72.1484 | 191
105776 | MONADNOCK | ISONE | 101 | 34.5 | 104 | 242 | unknown |  |  |  | 42.8002 | -72.1484 | 191 | 42.8002 | -72.1484 | 191
105012 | REEDS FERRY | ISONE | 101 | 115 | 104 | 243 | known |  | 42.9057 | -71.4616
105789 | REEDS FERRY | ISONE | 101 | 34.5 | 104 | 243 | known
105034 | S-MILFORD | ISONE | 101 | 115 | 104 | 244 | unknown |  | 42.8202 | -71.6441
105815 | S-MILFORD | ISONE | 101 | 34.5 | 104 | 244 | unknown
105046 | BUSCH | ISONE | 101 | 115 | 104 | 245 | unknown |  | 42.829 | -71.4863 | 42.8305 | -71.4834 | 189 | 42.8305 | -71.4834 | 189
105828 | BUSCH | ISONE | 101 | 12.47 | 104 | 245 | unknown |  |  |  | 42.8305 | -71.4834 | 189 | 42.8305 | -71.4834 | 189
105067 | BRIDGE ST | ISONE | 101 | 115 | 104 | 246 | unknown |  | 42.765 | -71.4544 |  |  |  | 42.9049 | -71.3421 | 187
105840 | BRIDGE ST | ISONE | 101 | 34.5 | 104 | 246 | unknown | [6 empty] | 42.9049 | -71.3421 | 187
105842 | BRIDGE ST | ISONE | 101 | 4.16 | 104 | 246 | unknown | [6 empty] | 42.9049 | -71.3421 | 187
105078 | POWER STREET | ISONE | 101 | 115 | 104 | 247 | unknown |  | 42.7767 | -71.4293 | 42.9049 | -71.3421 | 187 | 42.9049 | -71.3421 | 187
105079 | HUDSON-T33 | ISONE | 101 | 115 | 104 | 247 | unknown |  | 42.7747 | -71.4289 | 42.9049 | -71.3421 | 187 | 42.9049 | -71.3421 | 187
105080 | HUDSON-T44 | ISONE | 101 | 115 | 104 | 247 | unknown |  | 42.7747 | -71.4289 | 42.9049 | -71.3421 | 187 | 42.9049 | -71.3421 | 187
105854 | HUDSON | ISONE | 101 | 34.5 | 104 | 247 | unknown |  |  |  | 42.9049 | -71.3421 | 187 | 42.9049 | -71.3421 | 187
105089 | LONG HILL | ISONE | 101 | 115 | 104 | 248 | unknown |  | 42.7324 | -71.4524 |  |  |  | 42.9049 | -71.3421 | 187
105880 | LONG HILL | ISONE | 101 | 34.5 | 104 | 248 | unknown | [6 empty] | 42.9049 | -71.3421 | 187
105112 | GRWDIX_UG | ISONE | 101 | 34.5 | 104 | 249 | unknown
105113 | GRANITE_DIX | ISONE | 101 | 1 | 104 | 249 | unknown
105116 | GW_FSH_AG | ISONE | 101 | 34.5 | 104 | 250 | unknown
105117 | GW_FSH_AG 9A | ISONE | 101 | 1 | 104 | 250 | unknown
105119 | GW_FSH_T33H | ISONE | 101 | 34.5 | 104 | 251 | unknown
105120 | GW_FSH_T33L | ISONE | 101 | 1 | 104 | 251 | unknown
105122 | GW_FSH_T31H | ISONE | 101 | 34.5 | 104 | 252 | unknown
105123 | GW_FSH_T31L | ISONE | 101 | 1 | 104 | 252 | unknown
105124 | GW_FSH_T32H | ISONE | 101 | 34.5 | 104 | 253 | unknown
105125 | GW_FSH_T32L | ISONE | 101 | 1 | 104 | 253 | unknown
105127 | GRAN OWLAG | ISONE | 101 | 34.5 | 104 | 254 | unknown
105128 | GRAN OWLAG | ISONE | 101 | 1 | 104 | 254 | unknown
105131 | GW_OWL_T16H | ISONE | 101 | 34.5 | 104 | 255 | unknown
105132 | GW_OWL_T16L | ISONE | 101 | 1 | 104 | 255 | unknown
105134 | GW_OWL_T15H | ISONE | 101 | 34.5 | 104 | 256 | unknown
105135 | GW_OWL_T15L | ISONE | 101 | 1 | 104 | 256 | unknown
105137 | GW_OWL_T14H | ISONE | 101 | 34.5 | 104 | 257 | unknown
105138 | GW_OWL_T14L | ISONE | 101 | 1 | 104 | 257 | unknown
105139 | GW_OWL_T13H | ISONE | 101 | 34.5 | 104 | 258 | unknown
105140 | GW_OWL_T13L | ISONE | 101 | 1 | 104 | 258 | unknown
105142 | GW_OWL_T12H | ISONE | 101 | 34.5 | 104 | 259 | unknown
105143 | GW_OWL_T12L | ISONE | 101 | 1 | 104 | 259 | unknown
105144 | GW_OWL_T11H | ISONE | 101 | 34.5 | 104 | 260 | unknown
105145 | GW_OWL_T11L | ISONE | 101 | 1 | 104 | 260 | unknown
105146 | GW_OWL_T10H | ISONE | 101 | 34.5 | 104 | 261 | unknown
105147 | GW_OWL_T10L | ISONE | 101 | 1 | 104 | 261 | unknown
105148 | GW_OWL_T09H | ISONE | 101 | 34.5 | 104 | 262 | unknown
105149 | GW_OWL_T09L | ISONE | 101 | 1 | 104 | 262 | unknown
105150 | GW_OWL_T08H | ISONE | 101 | 34.5 | 104 | 263 | unknown
105151 | GW_OWL_T08L | ISONE | 101 | 1 | 104 | 263 | unknown
105196 | JERICHO | ISONE | 101 | 34.5 | 104 | 264 | unknown
105197 | JERICHO | ISONE | 101 | 0.69 | 104 | 264 | unknown
105283 | THORNTON_GSU | ISONE | 101 | 34.5 | 104 | 265 | unknown
105284 | THORNTON_PV | ISONE | 101 | 0.55 | 104 | 265 | unknown
105287 | GROTON T1 | ISONE | 101 | 34.5 | 104 | 266 | unknown
105288 | GROTON G1 | ISONE | 101 | 0.69 | 104 | 266 | unknown
105289 | GROTON T2 | ISONE | 101 | 34.5 | 104 | 267 | unknown
105290 | GROTON G2 | ISONE | 101 | 0.69 | 104 | 267 | unknown
105315 | AYERS ISLAND | ISONE | 101 | 34.5 | 104 | 268 | unknown
105317 | AYERS ISLAND | ISONE | 101 | 2.3 | 104 | 268 | unknown
105325 | TILTON HGHTS | ISONE | 101 | 34.5 | 104 | 269 | unknown
105326 | TILTON HGHTS | ISONE | 101 | 0.6 | 104 | 269 | unknown
105349 | LEMPSTR_WIND | ISONE | 101 | 34.5 | 104 | 270 | unknown
105350 | LEMP_STRING1 | ISONE | 101 | 0.69 | 104 | 270 | unknown
105351 | LEMP_STRING2 | ISONE | 101 | 0.69 | 104 | 270 | unknown
105376 | W-PORTSMOUTH | ISONE | 101 | 34.5 | 104 | 271 | unknown | [6 empty] | 43.1417 | -71.1848 | 183
105377 | W-PORTSMOUTH | ISONE | 101 | 0.6 | 104 | 271 | unknown | [6 empty] | 43.1417 | -71.1848 | 183
105414 | TURNKEY | ISONE | 101 | 34.5 | 104 | 272 | unknown | [6 empty] | 43.1417 | -71.1848 | 183
105415 | ROCH LANDFIL | ISONE | 101 | 4.16 | 104 | 272 | unknown | [6 empty] | 43.1417 | -71.1848 | 183
105730 | ANTRIM COL | ISONE | 101 | 34.5 | 104 | 273 | unknown
105731 | ANTRIM GSU | ISONE | 101 | 0.69 | 104 | 273 | unknown
105777 | PETERBOROUGH | ISONE | 101 | 34.5 | 104 | 274 | unknown | [6 empty] | 42.8002 | -72.1484 | 191
105778 | PETERBOROUGH | ISONE | 101 | 0.55 | 104 | 274 | unknown | [6 empty] | 42.8002 | -72.1484 | 191
106003 | COMERFORD | ISONE | 101 | 230 | 105 | 275 | unknown |  | 44.321 | -72.003 | 44.1189 | -72.4988 | 315 | 44.1189 | -72.4988 | 315
106027 | COMERFORD | ISONE | 101 | 34.5 | 105 | 275 | unknown |  |  |  | 44.1189 | -72.4988 | 315 | 44.1189 | -72.4988 | 315
106028 | COMRFRD T1T2 | ISONE | 101 | 230 | 105 | 275 | unknown |  | 44.321 | -72.003 | 44.1189 | -72.4988 | 315 | 44.1189 | -72.4988 | 315
106029 | COMRFRD T3T4 | ISONE | 101 | 230 | 105 | 275 | unknown |  | 44.321 | -72.003 | 44.1189 | -72.4988 | 315 | 44.1189 | -72.4988 | 315
106059 | MONROE 1 | ISONE | 101 | 230 | 105 | 275 | unknown |  | 44.3194 | -71.9933 | 44.1189 | -72.4988 | 315 | 44.1189 | -72.4988 | 315
106060 | MONROE 2 | ISONE | 101 | 230 | 105 | 275 | unknown |  | 44.3194 | -71.9933 | 44.1189 | -72.4988 | 315 | 44.1189 | -72.4988 | 315
106061 | MONROE_R1 | ISONE | 101 | 14.3 | 105 | 275 | unknown |  |  |  | 44.1189 | -72.4988 | 315 | 44.1189 | -72.4988 | 315
106062 | MONROE_R2 | ISONE | 101 | 14.3 | 105 | 275 | unknown |  |  |  | 44.1189 | -72.4988 | 315 | 44.1189 | -72.4988 | 315
106063 | MONROE_C1 | ISONE | 101 | 230 | 105 | 275 | unknown |  | 44.3194 | -71.9933 | 44.1189 | -72.4988 | 315 | 44.1189 | -72.4988 | 315
106064 | MONROE_C2 | ISONE | 101 | 230 | 105 | 275 | unknown |  | 44.3194 | -71.9933 | 44.1189 | -72.4988 | 315 | 44.1189 | -72.4988 | 315
106102 | NGR_F206_VEL | ISONE | 101 | 230 | 105 | 275 | unknown |  | 44.3194 | -71.9933 | 44.1189 | -72.4988 | 315 | 44.1189 | -72.4988 | 315
106004 | COMERFORD T1 | ISONE | 101 | 230 | 105 | 276 | unknown |  | 44.321 | -72.003 |  |  |  | 44.1189 | -72.4988 | 315
106040 | COMERFORD G1 | ISONE | 101 | 13.8 | 105 | 276 | unknown |  | 44.321 | -72.003 |  |  |  | 44.1189 | -72.4988 | 315
106005 | COMERFORD T2 | ISONE | 101 | 230 | 105 | 277 | unknown |  | 44.321 | -72.003 |  |  |  | 44.1189 | -72.4988 | 315
106041 | COMERFORD G2 | ISONE | 101 | 13.8 | 105 | 277 | unknown | [6 empty] | 44.1189 | -72.4988 | 315
106006 | COMERFORD T3 | ISONE | 101 | 230 | 105 | 278 | unknown |  | 44.321 | -72.003 |  |  |  | 44.1189 | -72.4988 | 315
106042 | COMERFORD G3 | ISONE | 101 | 13.8 | 105 | 278 | unknown |  | 44.321 | -72.003 |  |  |  | 44.1189 | -72.4988 | 315
106007 | COMERFORD T4 | ISONE | 101 | 230 | 105 | 279 | unknown |  | 44.321 | -72.003 |  |  |  | 44.1189 | -72.4988 | 315
106043 | COMERFORD G4 | ISONE | 101 | 13.8 | 105 | 279 | unknown | [6 empty] | 44.1189 | -72.4988 | 315
104261 | ES_Q195_NGR | ISONE | 101 | 115 | 104 | 280 | unknown | Monroe | 44.3359 | -71.875
106009 | MOORE C-203 | ISONE | 101 | 230 | 105 | 280 | unknown | Monroe | 44.3359 | -71.875
106010 | MOORE D-204 | ISONE | 101 | 230 | 105 | 280 | unknown | Monroe | 44.3359 | -71.875
106035 | MOORE T5 | ISONE | 101 | 34.5 | 105 | 280 | unknown
106036 | MOORE T6 | ISONE | 101 | 34.5 | 105 | 280 | unknown
106044 | MOORE G1 | ISONE | 101 | 13.8 | 105 | 280 | unknown
106045 | MOORE G2 | ISONE | 101 | 13.8 | 105 | 280 | unknown
106046 | MOORE G3 | ISONE | 101 | 13.8 | 105 | 280 | unknown
106047 | MOORE G4 | ISONE | 101 | 13.8 | 105 | 280 | unknown
106058 | MOORE | ISONE | 101 | 115 | 105 | 280 | unknown | Monroe | 44.3359 | -71.875
106014 | GRANITE RDG1 | ISONE | 101 | 230 | 105 | 281 | known |  | 44.1189 | -72.4988
106056 | GRANITE RDG1 | ISONE | 101 | 16 | 105 | 281 | known
106015 | GRANITE RDG2 | ISONE | 101 | 230 | 105 | 282 | known |  | 44.1189 | -72.4988
106057 | GRANITE RDG2 | ISONE | 101 | 16 | 105 | 282 | known
106016 | SLAYTON HILL | ISONE | 101 | 115 | 105 | 283 | unknown |  | 43.6326 | -72.2865
106033 | SLAYTON HIL1 | ISONE | 101 | 13.8 | 105 | 283 | unknown
106055 | SLAYTON HIL2 | ISONE | 101 | 13.8 | 105 | 283 | unknown
106018 | PELHAM_Y151 | ISONE | 101 | 115 | 105 | 284 | unknown |  | 42.7366 | -71.3099
106030 | PELHAM 1 | ISONE | 101 | 13.2 | 105 | 284 | unknown
106031 | PELHAM 2 | ISONE | 101 | 13.2 | 105 | 284 | unknown
106020 | MT SUPPORT | ISONE | 101 | 115 | 105 | 285 | unknown | Slayton Hill | 43.684 | -72.2742
106034 | MT SUPPORT 2 | ISONE | 101 | 13.8 | 105 | 285 | unknown
106069 | MT SUPPORT 1 | ISONE | 101 | 13.8 | 105 | 285 | unknown
106023 | GOLDEN ROCK | ISONE | 101 | 115 | 105 | 286 | unknown | WEST METHUEN | 42.7426 | -71.2036 |  |  |  | 42.7442 | -71.1137 | 765
106054 | GOLDEN ROCK | ISONE | 101 | 23 | 105 | 286 | unknown | [6 empty] | 42.7442 | -71.1137 | 765
106081 | GOLDEN RK 2 | ISONE | 101 | 13.2 | 105 | 286 | unknown | [6 empty] | 42.7442 | -71.1137 | 765
106026 | MCINDOES | ISONE | 101 | 34.5 | 105 | 287 | unknown
106037 | MCINDOES GEN | ISONE | 101 | 34.5 | 105 | 287 | unknown
106048 | MCINDOES FLS | ISONE | 101 | 2.4 | 105 | 287 | unknown
108676 | RYEGATE NEP | ISONE | 101 | 34.5 | 107 | 287 | unknown
109916 | LEGARE NEP | ISONE | 101 | 34.5 | 109 | 287 | unknown
106066 | MICHAEL AVE | ISONE | 101 | 115 | 105 | 288 | unknown |  | 43.266 | -72.3941
106067 | MICHAEL AVE1 | ISONE | 101 | 13.2 | 105 | 288 | unknown
106080 | CHARIOT_POI | ISONE | 101 | 115 | 105 | 289 | unknown
106082 | CHARIOT_HV | ISONE | 101 | 115 | 105 | 289 | unknown
106083 | CHARIOT_MV1 | ISONE | 101 | 34.5 | 105 | 289 | unknown
106084 | CHARIOT_MV2 | ISONE | 101 | 34.5 | 105 | 290 | unknown
106085 | CHARIOT_G | ISONE | 101 | 0.6 | 105 | 290 | unknown
104183 | ES_379_VEL | ISONE | 101 | 345 | 104 | 291 | known
104191 | ES_381_VEL | ISONE | 101 | 345 | 104 | 291 | known
104948 | ES_K186_VEL | ISONE | 101 | 115 | 104 | 291 | known
107000 | VT YANKEE | ISONE | 101 | 345 | 107 | 291 | known |  | 42.7801 | -72.5158
107040 | VERNON VT | ISONE | 101 | 345 | 107 | 291 | known |  | 42.7834 | -72.5191
107041 | VERNON VT_R | ISONE | 101 | 345 | 107 | 291 | known
107880 | VT YANKEE | ISONE | 101 | 115 | 107 | 291 | known
107881 | VT YANKEE_C | ISONE | 101 | 115 | 107 | 291 | known
107890 | VERNON VT | ISONE | 101 | 115 | 107 | 291 | known
107010 | COOLIDGE | ISONE | 101 | 345 | 107 | 292 | known |  | 43.4291 | -72.6604
107011 | COOLIDGE_R1 | ISONE | 101 | 345 | 107 | 292 | known
107012 | COOLIDGE_R2 | ISONE | 101 | 345 | 107 | 292 | known
107700 | COOLIDGE | ISONE | 101 | 115 | 107 | 292 | known
107701 | COOLIDGE_C1 | ISONE | 101 | 115 | 107 | 292 | known
107702 | COOLIDGE_C2 | ISONE | 101 | 115 | 107 | 292 | known
107013 | COOLIDGE INV | ISONE | 101 | 425 | 107 | 293 | unknown |  | 43.4291 | -72.6604 | 43.4291 | -72.6604 | 292 | 43.4291 | -72.6604 | 292
107014 | COOLIDGE TDI | ISONE | 101 | 345 | 107 | 293 | unknown |  | 43.4291 | -72.6604 | 43.4291 | -72.6604 | 292 | 43.4291 | -72.6604 | 292
107020 | WEST RUTLAND | ISONE | 101 | 345 | 107 | 294 | known |  | 43.6337 | -73.0577
107730 | WEST RUTLND | ISONE | 101 | 115 | 107 | 294 | known |  | 43.6337 | -73.0577
107731 | W RUTLAND_C1 | ISONE | 101 | 115 | 107 | 294 | known
107732 | W RUTLAND_C2 | ISONE | 101 | 115 | 107 | 294 | known
107030 | NEW HAVEN | ISONE | 101 | 345 | 107 | 295 | known |  | 44.1192 | -73.1653
107031 | NEW HAVEN_R | ISONE | 101 | 345 | 107 | 295 | known
107780 | NEW HAVEN | ISONE | 101 | 115 | 107 | 295 | known
108435 | NEW HAVEN | ISONE | 101 | 46 | 107 | 295 | known
107050 | NEWFANE | ISONE | 101 | 345 | 107 | 296 | known |  | 42.9681 | -72.6523
107920 | NEWFANE | ISONE | 101 | 115 | 107 | 296 | known
108526 | NEWFANE | ISONE | 101 | 46 | 107 | 296 | known
107200 | ST JOHNSBURY | ISONE | 101 | 115 | 107 | 297 | unknown |  | 44.4179 | -71.9839
108545 | ST JOHNSBURY | ISONE | 101 | 34.5 | 107 | 297 | unknown
107210 | LYNDONVILLE | ISONE | 101 | 115 | 107 | 298 | unknown |  | 44.5346 | -71.9936
107211 | LYNDONVIL_C1 | ISONE | 101 | 115 | 107 | 298 | unknown |  | 44.5346 | -71.9936
107212 | LYNDONVIL_C2 | ISONE | 101 | 115 | 107 | 298 | unknown |  | 44.5346 | -71.9936
108551 | LYNDONVILLE | ISONE | 101 | 34.5 | 107 | 298 | unknown
108904 | LYNDONVILLE | ISONE | 101 | 12.47 | 107 | 298 | unknown
107220 | SHEFIELD WND | ISONE | 101 | 115 | 107 | 299 | unknown |  | 44.6637 | -72.1229
108761 | SHEFIELD WND | ISONE | 101 | 34.5 | 107 | 299 | unknown
107230 | IRASBURG | ISONE | 101 | 115 | 107 | 300 | unknown |  | 44.8447 | -72.2842
108140 | IRASBURG | ISONE | 101 | 46 | 107 | 300 | unknown
107250 | NEWPORT_1A | ISONE | 101 | 120 | 107 | 301 | known |  | 44.9391 | -72.1794
107251 | NEWPORT_1B | ISONE | 101 | 115 | 107 | 301 | known
108120 | NEWPORT_B2 | ISONE | 101 | 46 | 107 | 301 | known
108121 | NEWPORT_SW | ISONE | 101 | 46 | 107 | 301 | known
108131 | NEWPORT S3_6 | ISONE | 101 | 46 | 107 | 301 | known
109268 | NEWPORT6 | ISONE | 101 | 12.47 | 107 | 301 | known
107290 | HIGHGATE VT | ISONE | 101 | 115 | 107 | 302 | known
107292 | HGATE_K142_T | ISONE | 101 | 115 | 107 | 302 | known
107310 | HIGHGATE_TAP | ISONE | 101 | 115 | 107 | 302 | known
107324 | HG_CONVRTR_S | ISONE | 101 | 115 | 107 | 302 | known |  | 44.9404 | -73.0515
107330 | HIGHGATE_HQ | ISONE | 101 | 120 | 107 | 302 | known
108100 | HIGHGATE | ISONE | 101 | 46 | 107 | 302 | known
108110 | SHLD SWAN_TP | ISONE | 101 | 46 | 107 | 302 | known
107291 | JAY_TAP | ISONE | 101 | 115 | 107 | 303 | unknown |  | 44.9784 | -72.4823 |  |  | 302 |  |  | 302
108137 | JAY_TAP | ISONE | 101 | 46 | 107 | 303 | unknown | [5 empty] | 302 |  |  | 302
109321 | KCW_JAY_SC1 | ISONE | 101 | 13.8 | 107 | 303 | unknown | [5 empty] | 302 |  |  | 302
107360 | ST ALBANS | ISONE | 101 | 115 | 107 | 304 | unknown |  | 44.8044 | -73.0988
108568 | NASON STREET | ISONE | 101 | 34.5 | 107 | 304 | unknown
108569 | NASON | ISONE | 101 | 34.5 | 107 | 304 | unknown
109223 | NASON STREET | ISONE | 101 | 12.47 | 107 | 304 | unknown
107370 | GEORGIA VT | ISONE | 101 | 115 | 107 | 305 | unknown |  | 44.7142 | -73.1552 | 44.6092 | -73.2061 | 307 | 44.6092 | -73.2061 | 307
107376 | GEORGIA VT_C | ISONE | 101 | 115 | 107 | 305 | unknown |  | 44.7142 | -73.1552 | 44.6092 | -73.2061 | 307 | 44.6092 | -73.2061 | 307
108854 | GEORGIA VT | ISONE | 101 | 34.5 | 107 | 305 | unknown |  |  |  | 44.6092 | -73.2061 | 307 | 44.6092 | -73.2061 | 307
107390 | EAST FAIRFAX | ISONE | 101 | 115 | 107 | 306 | unknown |  | 44.6366 | -72.9313 |  |  |  | 44.6092 | -73.2061 | 307
108595 | EAST FAIRFAX | ISONE | 101 | 34.5 | 107 | 306 | unknown | [6 empty] | 44.6092 | -73.2061 | 307
107400 | SANDBAR | ISONE | 101 | 115 | 107 | 307 | known |  | 44.6092 | -73.2061
107401 | SANDBAR_C | ISONE | 101 | 115 | 107 | 307 | known
107410 | SANDBAR REAC | ISONE | 101 | 115 | 107 | 307 | known |  | 44.6092 | -73.2061
107420 | SANDBAR PAR | ISONE | 101 | 115 | 107 | 307 | known |  | 44.6092 | -73.2061
107430 | SOUTH HERO | ISONE | 101 | 115 | 107 | 308 | known |  | 44.6393 | -73.3023
109260 | S HERO_D | ISONE | 101 | 13.2 | 107 | 308 | known
107450 | ESSEX | ISONE | 101 | 115 | 107 | 309 | unknown |  | 44.4812 | -73.113 | 44.6092 | -73.2061 | 307 | 44.6092 | -73.2061 | 307
107451 | ESSEX_C34 | ISONE | 101 | 115 | 107 | 309 | unknown |  | 44.4812 | -73.113 | 44.6092 | -73.2061 | 307 | 44.6092 | -73.2061 | 307
107452 | ESSEX_C35_36 | ISONE | 101 | 115 | 107 | 309 | unknown |  | 44.4812 | -73.113 | 44.6092 | -73.2061 | 307 | 44.6092 | -73.2061 | 307
107453 | ESSEX_C37 | ISONE | 101 | 115 | 107 | 309 | unknown |  | 44.4812 | -73.113 | 44.6092 | -73.2061 | 307 | 44.6092 | -73.2061 | 307
107454 | ESSEX_C38 | ISONE | 101 | 115 | 107 | 309 | unknown |  | 44.4812 | -73.113 | 44.6092 | -73.2061 | 307 | 44.6092 | -73.2061 | 307
107455 | ESSEX_C39 | ISONE | 101 | 115 | 107 | 309 | unknown |  | 44.4812 | -73.113 | 44.6092 | -73.2061 | 307 | 44.6092 | -73.2061 | 307
107456 | ESSEX_C35 | ISONE | 101 | 115 | 107 | 309 | unknown |  | 44.4812 | -73.113 | 44.6092 | -73.2061 | 307 | 44.6092 | -73.2061 | 307
107457 | ESSEX_C36 | ISONE | 101 | 115 | 107 | 309 | unknown |  | 44.4812 | -73.113 | 44.6092 | -73.2061 | 307 | 44.6092 | -73.2061 | 307
107530 | IBM 87S_TAP | ISONE | 101 | 115 | 107 | 309 | unknown |  | 44.4812 | -73.113 | 44.6092 | -73.2061 | 307 | 44.6092 | -73.2061 | 307
108740 | WILLISTON 1 | ISONE | 101 | 34.5 | 107 | 309 | unknown |  |  |  | 44.6092 | -73.2061 | 307 | 44.6092 | -73.2061 | 307
108745 | WILLISTON 2 | ISONE | 101 | 34.5 | 107 | 309 | unknown |  |  |  | 44.6092 | -73.2061 | 307 | 44.6092 | -73.2061 | 307
109180 | ESSEX STATCO | ISONE | 101 | 2.9 | 107 | 309 | unknown |  |  |  | 44.6092 | -73.2061 | 307 | 44.6092 | -73.2061 | 307
109181 | ESSEX STATCO | ISONE | 101 | 3.2 | 107 | 309 | unknown |  |  |  | 44.6092 | -73.2061 | 307 | 44.6092 | -73.2061 | 307
107512 | IBM 86N | ISONE | 101 | 115 | 107 | 310 | unknown |  | 44.4745 | -73.0887
107516 | IBM WILSTN_N | ISONE | 101 | 115 | 107 | 310 | unknown |  | 44.4745 | -73.0887 | [6 empty] | Williston
107534 | IBM 86S | ISONE | 101 | 115 | 107 | 310 | unknown |  | 44.4745 | -73.0887
107536 | IBM WILSTN_S | ISONE | 101 | 115 | 107 | 310 | unknown |  | 44.4745 | -73.0887
109241 | IBM S 3_1 | ISONE | 101 | 13.8 | 107 | 310 | unknown
109244 | IBM S 3_2 | ISONE | 101 | 13.8 | 107 | 310 | unknown
109247 | IBM S 3_3 | ISONE | 101 | 13.8 | 107 | 310 | unknown
107510 | IBM 87N_TAP | ISONE | 101 | 115 | 107 | 311 | unknown |  | 44.4793 | -73.0956 |  |  |  | 44.6092 | -73.2061 | 307
107514 | IBM 87N | ISONE | 101 | 115 | 107 | 311 | unknown |  | 44.4793 | -73.0956 |  |  |  | 44.6092 | -73.2061 | 307
107532 | IBM 87S | ISONE | 101 | 115 | 107 | 311 | unknown |  | 44.4793 | -73.0956 |  |  |  | 44.6092 | -73.2061 | 307
109238 | IBM S 3_4 | ISONE | 101 | 13.8 | 107 | 311 | unknown | [6 empty] | 44.6092 | -73.2061 | 307
107540 | MIDDLESEX | ISONE | 101 | 115 | 107 | 312 | unknown |  | 44.2892 | -72.6796 |  |  |  | 42.3913 | -72.099 | 314
108695 | MIDDLESX VEL | ISONE | 101 | 34.5 | 107 | 312 | unknown | [6 empty] | 42.3913 | -72.099 | 314
107550 | BERLIN VT | ISONE | 101 | 115 | 107 | 313 | unknown |  | 44.25 | -72.6034 | 42.3913 | -72.099 | 314 | 42.3913 | -72.099 | 314
107551 | BERLIN VT_C | ISONE | 101 | 115 | 107 | 313 | unknown |  | 44.25 | -72.6034 | 42.3913 | -72.099 | 314 | 42.3913 | -72.099 | 314
108685 | BERLIN VT_GT | ISONE | 101 | 34.5 | 107 | 313 | unknown |  |  |  | 42.3913 | -72.099 | 314 | 42.3913 | -72.099 | 314
108895 | BERLIN VT_GT | ISONE | 101 | 13.2 | 107 | 313 | unknown |  |  |  | 42.3913 | -72.099 | 314 | 42.3913 | -72.099 | 314
107560 | BARRE | ISONE | 101 | 115 | 107 | 314 | known |  | 42.3913 | -72.099
108655 | BARRE VT | ISONE | 101 | 34.5 | 107 | 314 | known
107100 | GRANITE | ISONE | 101 | 230 | 107 | 315 | known |  | 44.1189 | -72.4988
107570 | GRANITE | ISONE | 101 | 115 | 107 | 315 | known |  | 44.1189 | -72.4988
107571 | GRANITE_C61 | ISONE | 101 | 115 | 107 | 315 | known |  | 44.1189 | -72.4988
107572 | GRANITE_C62 | ISONE | 101 | 115 | 107 | 315 | known |  | 44.1189 | -72.4988
107573 | GRANITE_C64 | ISONE | 101 | 115 | 107 | 315 | known |  | 44.1189 | -72.4988
107574 | GRANITE_C66 | ISONE | 101 | 115 | 107 | 315 | known |  | 44.1189 | -72.4988
107580 | GRANITE PS1 | ISONE | 101 | 115 | 107 | 315 | known |  | 44.1189 | -72.4988
107590 | GRANITE PS2 | ISONE | 101 | 115 | 107 | 315 | known |  | 44.1189 | -72.4988
109190 | GRANITE SC1 | ISONE | 101 | 13.8 | 107 | 315 | known |  | 44.1189 | -72.4988
109200 | GRANITE SC2 | ISONE | 101 | 13.8 | 107 | 315 | known |  | 44.1189 | -72.4988
1000007 | STR_PT_XF_7 | ISONE | 101 | 1 | 107 | 315 | known
1000008 | STR_PT_XF_8 | ISONE | 101 | 1 | 107 | 315 | known
107630 | CHELSEA VT | ISONE | 101 | 115 | 107 | 316 | known |  | 43.9608 | -72.4711
108155 | CHELSEA VT | ISONE | 101 | 46 | 107 | 316 | known
109123 | CHELSEA | ISONE | 101 | 12.47 | 107 | 316 | known
107640 | HARTFORD VT | ISONE | 101 | 115 | 107 | 317 | unknown |  | 43.6833 | -72.3118 | 43.9608 | -72.4711 | 316 | 43.9608 | -72.4711 | 316
107641 | HARTFRD VT_C | ISONE | 101 | 115 | 107 | 317 | unknown |  | 43.6833 | -72.3118 | 43.9608 | -72.4711 | 316 | 43.9608 | -72.4711 | 316
107642 | HARTFRDVT_C2 | ISONE | 101 | 115 | 107 | 317 | unknown |  | 43.6833 | -72.3118 | 43.9608 | -72.4711 | 316 | 43.9608 | -72.4711 | 316
108190 | HARTFORD VT | ISONE | 101 | 46 | 107 | 317 | unknown |  |  |  | 43.9608 | -72.4711 | 316 | 43.9608 | -72.4711 | 316
107650 | ASCUTNEY | ISONE | 101 | 115 | 107 | 318 | unknown |  | 43.3952 | -72.4075 | 43.4291 | -72.6604 | 292 | 43.4291 | -72.6604 | 292
108300 | VELC_ASCUTN | ISONE | 101 | 46 | 107 | 318 | unknown |  |  |  | 43.4291 | -72.6604 | 292 | 43.4291 | -72.6604 | 292
108896 | ASCUTNEY_SVC | ISONE | 101 | 18 | 107 | 318 | unknown |  |  |  | 43.4291 | -72.6604 | 292 | 43.4291 | -72.6604 | 292
107666 | STOWE | ISONE | 101 | 115 | 107 | 319 | unknown |  | 44.4591 | -72.6982
108708 | STOWE35 | ISONE | 101 | 34.5 | 107 | 319 | unknown
109026 | WILKEN_D1 | ISONE | 101 | 12.47 | 107 | 319 | unknown
109032 | WILKINS_D2 | ISONE | 101 | 12.47 | 107 | 319 | unknown
107690 | WINDSOR | ISONE | 101 | 115 | 107 | 320 | unknown |  | 43.4899 | -72.4086 |  |  |  | 43.4291 | -72.6604 | 292
108260 | WINDSOR V4 | ISONE | 101 | 46 | 107 | 320 | unknown | [6 empty] | 43.4291 | -72.6604 | 292
107707 | COOLIDGE_PV | ISONE | 101 | 115 | 107 | 321 | unknown |  | 43.4291 | -72.6604 | 43.4291 | -72.6604 | 292 | 43.4291 | -72.6604 | 292
107708 | COOLIDGE_PV | ISONE | 101 | 34.5 | 107 | 321 | unknown |  |  |  | 43.4291 | -72.6604 | 292 | 43.4291 | -72.6604 | 292
107709 | COOL_PV_GSU | ISONE | 101 | 34.5 | 107 | 322 | unknown | [6 empty] | 43.4291 | -72.6604 | 292
109151 | COOL_PV_GEN | ISONE | 101 | 0.6 | 107 | 322 | unknown | [6 empty] | 43.4291 | -72.6604 | 292
107710 | COLD RIVER | ISONE | 101 | 115 | 107 | 323 | unknown |  | 43.5652 | -72.9457 | 43.4291 | -72.6604 | 292 | 43.4291 | -72.6604 | 292
108360 | COLD RIVER | ISONE | 101 | 46 | 107 | 323 | unknown |  |  |  | 43.4291 | -72.6604 | 292 | 43.4291 | -72.6604 | 292
107720 | NORTH RUTLND | ISONE | 101 | 115 | 107 | 324 | unknown |  | 43.6343 | -72.9726 | 43.6337 | -73.0577 | 294 | 43.6337 | -73.0577 | 294
107721 | N RUTLAND_C | ISONE | 101 | 115 | 107 | 324 | unknown |  | 43.6343 | -72.9726 | 43.6337 | -73.0577 | 294 | 43.6337 | -73.0577 | 294
108390 | N RUTLAND | ISONE | 101 | 46 | 107 | 324 | unknown |  |  |  | 43.6337 | -73.0577 | 294 | 43.6337 | -73.0577 | 294
109063 | N RUTLAND_D | ISONE | 101 | 12.47 | 107 | 324 | unknown |  |  |  | 43.6337 | -73.0577 | 294 | 43.6337 | -73.0577 | 294
107740 | BLISSVILLE | ISONE | 101 | 115 | 107 | 325 | known |  | 43.5762 | -73.2332
107750 | BLISSVIL PAR | ISONE | 101 | 115 | 107 | 325 | known |  | 43.5762 | -73.2332
108475 | BLISSVILLE | ISONE | 101 | 46 | 107 | 325 | known |  | 43.5762 | -73.2332
107760 | FLORENCE | ISONE | 101 | 115 | 107 | 326 | unknown |  | 43.7087 | -73.0673 | 43.6337 | -73.0577 | 294 | 43.6337 | -73.0577 | 294
108450 | FLORENCE | ISONE | 101 | 46 | 107 | 326 | unknown |  |  |  | 43.6337 | -73.0577 | 294 | 43.6337 | -73.0577 | 294
107770 | MIDDLEBURY | ISONE | 101 | 115 | 107 | 327 | unknown |  | 44.0143 | -73.1336 | 44.1192 | -73.1653 | 295 | 44.1192 | -73.1653 | 295
107771 | MIDDLEBURY_C | ISONE | 101 | 115 | 107 | 327 | unknown |  | 44.0143 | -73.1336 | 44.1192 | -73.1653 | 295 | 44.1192 | -73.1653 | 295
108425 | SEMINARY ST | ISONE | 101 | 46 | 107 | 327 | unknown |  |  |  | 44.1192 | -73.1653 | 295 | 44.1192 | -73.1653 | 295
107790 | VERGENNES | ISONE | 101 | 115 | 107 | 328 | unknown |  | 44.179 | -73.2493 | 44.1192 | -73.1653 | 295 | 44.1192 | -73.1653 | 295
108438 | VERGENNES | ISONE | 101 | 34.5 | 107 | 328 | unknown |  |  |  | 44.1192 | -73.1653 | 295 | 44.1192 | -73.1653 | 295
107791 | PANT_GSU_HS | ISONE | 101 | 115 | 107 | 329 | unknown |  | 44.1667 | -73.2579 |  |  |  | 44.1192 | -73.1653 | 295
107792 | PANT_GSU_LS | ISONE | 101 | 34.5 | 107 | 329 | unknown | [6 empty] | 44.1192 | -73.1653 | 295
107793 | PANT_PV_T1 | ISONE | 101 | 34.5 | 107 | 330 | unknown
109157 | PANTON_PV | ISONE | 101 | 0.55 | 107 | 330 | unknown
107800 | N FERRISBURG | ISONE | 101 | 115 | 107 | 331 | unknown |  | 44.2533 | -73.2562 |  |  |  | 44.1192 | -73.1653 | 295
108964 | N FERRISBURG | ISONE | 101 | 12.47 | 107 | 331 | unknown | [6 empty] | 44.1192 | -73.1653 | 295
107810 | CHARLOTTE | ISONE | 101 | 115 | 107 | 332 | unknown |  | 44.3124 | -73.2614
108956 | CHARLOTTE | ISONE | 101 | 12.47 | 107 | 332 | unknown
107820 | SHELBURNE | ISONE | 101 | 115 | 107 | 333 | unknown |  | 44.3836 | -73.2386
108970 | SHELBURNE | ISONE | 101 | 12.47 | 107 | 333 | unknown
107830 | QUEEN CITY | ISONE | 101 | 115 | 107 | 334 | unknown |  | 44.4458 | -73.2186 |  |  |  | 44.1192 | -73.1653 | 295
108689 | QUEENCTY_X69 | ISONE | 101 | 34.5 | 107 | 334 | unknown | [6 empty] | 44.1192 | -73.1653 | 295
108886 | QUEENCTY_B43 | ISONE | 101 | 13.8 | 107 | 334 | unknown | [6 empty] | 44.1192 | -73.1653 | 295
107850 | TAFTS CORNER | ISONE | 101 | 115 | 107 | 335 | unknown |  | 44.4407 | -73.1121 |  |  |  | 44.1192 | -73.1653 | 295 | Williston?
108830 | TAFTS CORNER | ISONE | 101 | 34.5 | 107 | 335 | unknown | [6 empty] | 44.1192 | -73.1653 | 295
108972 | TAFTS CORNER | ISONE | 101 | 12.47 | 107 | 335 | unknown | [6 empty] | 44.1192 | -73.1653 | 295
107860 | LIME KILN | ISONE | 101 | 115 | 107 | 336 | unknown |  | 44.487965, -73.169607
108673 | LIME KILN 51 | ISONE | 101 | 34.5 | 107 | 336 | unknown
108785 | LIME KILN | ISONE | 101 | 34.5 | 107 | 336 | unknown
107870 | EAST AVENUE | ISONE | 101 | 115 | 107 | 337 | unknown |  | 44.4807 | -73.1887 |  |  |  | 44.6092 | -73.2061 | 307
108772 | EAST AVENUE | ISONE | 101 | 34.5 | 107 | 337 | unknown | [6 empty] | 44.6092 | -73.2061 | 307
108865 | EAVE_B64 | ISONE | 101 | 13.8 | 107 | 337 | unknown | [6 empty] | 44.6092 | -73.2061 | 307
108870 | EAVE_B65 | ISONE | 101 | 13.8 | 107 | 337 | unknown | [6 empty] | 44.6092 | -73.2061 | 307
107910 | VERNON ROAD | ISONE | 101 | 115 | 107 | 338 | unknown |  | 42.8376 | -72.551
108060 | VERNON ROAD | ISONE | 101 | 69 | 107 | 338 | unknown |  | 42.8376 | -72.551
108527 | GA PACIFIC_T | ISONE | 101 | 46 | 107 | 338 | unknown
108535 | VERNON ROAD | ISONE | 101 | 46 | 107 | 338 | unknown
109015 | VERNON RD_D | ISONE | 101 | 12.47 | 107 | 338 | unknown
107930 | BENNINGTON | ISONE | 101 | 115 | 107 | 339 | unknown |  | 42.8944 | -73.1714
107932 | BENINGTON_C1 | ISONE | 101 | 115 | 107 | 339 | unknown |  | 42.8944 | -73.1714
107933 | BENINGTON_C2 | ISONE | 101 | 115 | 107 | 339 | unknown |  | 42.8944 | -73.1714
108065 | BENNINGTON | ISONE | 101 | 69 | 107 | 339 | unknown |  | 42.8944 | -73.1714
108490 | PICKETT HILL | ISONE | 101 | 46 | 107 | 339 | unknown
108000 | WESTMNSTR VT | ISONE | 101 | 69 | 107 | 340 | unknown |  | 43.1011 | -72.4555 | [6 empty] | Westminster
108940 | WESTMINSTER | ISONE | 101 | 12.47 | 107 | 340 | unknown
108010 | PUTNEY PAPER | ISONE | 101 | 69 | 107 | 341 | unknown |  | 42.9713 | -72.5121
108928 | PUTNEY | ISONE | 101 | 8.32 | 107 | 341 | unknown
108030 | FULFLEX | ISONE | 101 | 69 | 107 | 342 | unknown |  | 42.886 | -72.5525
109027 | FULFLEX | ISONE | 101 | 2.4 | 107 | 342 | unknown
108035 | BRUDIES RD_T | ISONE | 101 | 69 | 107 | 343 | unknown |  | 42.887 | -72.549
108040 | BRUDIES ROAD | ISONE | 101 | 69 | 107 | 343 | unknown |  | 42.887 | -72.549
109021 | BRUDIES RD_D | ISONE | 101 | 12.47 | 107 | 343 | unknown
108050 | N BRATTLBORO | ISONE | 101 | 69 | 107 | 344 | unknown |  | 42.8655 | -72.5558 |  |  |  | 42.9681 | -72.6523 | 296
108530 | N BRATTLBORO | ISONE | 101 | 46 | 107 | 344 | unknown | [6 empty] | 42.9681 | -72.6523 | 296
109013 | N BRATLBRO_D | ISONE | 101 | 12.47 | 107 | 344 | unknown | [6 empty] | 42.9681 | -72.6523 | 296
108055 | MOUNTN VIEW | ISONE | 101 | 34.5 | 107 | 345 | unknown
109058 | MTN VIEW | ISONE | 101 | 12.47 | 107 | 345 | unknown
108067 | PUTNAM_RD | ISONE | 101 | 69 | 107 | 346 | unknown |  | 42.8863 | -72.9866
109400 | DRFLD COLL | ISONE | 101 | 34.5 | 107 | 346 | unknown
108068 | S BRATLBR | ISONE | 101 | 69 | 107 | 347 | unknown |  | 42.8375 | -72.5548
109023 | S BRATLBR_D1 | ISONE | 101 | 12.47 | 107 | 347 | unknown
108072 | SEARS WIND | ISONE | 101 | 69 | 107 | 348 | unknown |  | 42.8709 | -72.9251
108932 | SEARS WIND | ISONE | 101 | 12.47 | 107 | 348 | unknown
108075 | DOVER VT | ISONE | 101 | 69 | 107 | 349 | unknown |  | 42.9453 | -72.8776
108924 | DOVER_D1 | ISONE | 101 | 12.47 | 107 | 349 | unknown
108926 | DOVER_D2 | ISONE | 101 | 12.47 | 107 | 349 | unknown
108080 | WILMINGTON | ISONE | 101 | 69 | 107 | 350 | unknown |  | 42.874 | 72.8953
108930 | WILMINGTON | ISONE | 101 | 12.47 | 107 | 350 | unknown
108101 | ENOSBURG | ISONE | 101 | 46 | 107 | 351 | unknown | [5 empty] | 302 |  |  | 302
109265 | ENOSBURG2 | ISONE | 101 | 12.47 | 107 | 351 | unknown | [5 empty] | 302 |  |  | 302
108102 | E BERKSHIRE | ISONE | 101 | 46 | 107 | 352 | unknown | [8 empty] | 302
109256 | E BERKSHIRE2 | ISONE | 101 | 13.2 | 107 | 352 | unknown | [8 empty] | 302
108104 | SOUTH ALBURG | ISONE | 101 | 46 | 107 | 353 | unknown
109261 | S ALBURG3 | ISONE | 101 | 13.2 | 107 | 353 | unknown
108105 | WEST_ROCK | ISONE | 101 | 46 | 107 | 354 | unknown | [8 empty] | 302
109284 | ROCK TENN 2 | ISONE | 101 | 2.4 | 107 | 354 | unknown | [8 empty] | 302
109285 | ROCK TENN 3 | ISONE | 101 | 2.4 | 107 | 354 | unknown | [8 empty] | 302
108112 | SWANTON | ISONE | 101 | 46 | 107 | 355 | unknown
109271 | SWANTON | ISONE | 101 | 12.47 | 107 | 355 | unknown
109272 | SWANTON_D | ISONE | 101 | 12.47 | 107 | 355 | unknown
109275 | SWANTON_H | ISONE | 101 | 7.2 | 107 | 355 | unknown
108114 | SWANTON_VIL | ISONE | 101 | 46 | 107 | 356 | unknown
108894 | SWANTON GT | ISONE | 101 | 13.8 | 107 | 356 | unknown
109273 | SWANTON VL_D | ISONE | 101 | 12.47 | 107 | 356 | unknown
108117 | SHELDON SPG1 | ISONE | 101 | 46 | 107 | 357 | unknown
109280 | SHELDON_G1 | ISONE | 101 | 4.16 | 107 | 357 | unknown
109281 | SHELDON_G2 | ISONE | 101 | 4.16 | 107 | 357 | unknown
109282 | SHELDON_G3 | ISONE | 101 | 4.16 | 107 | 357 | unknown
108115 | SHELDON_L200 | ISONE | 101 | 46 | 107 | 358 | unknown | [5 empty] | 302 |  |  | 302
108119 | SHELDON_L250 | ISONE | 101 | 46 | 107 | 358 | unknown | [5 empty] | 302 |  |  | 302
108577 | SHELDON_R65 | ISONE | 101 | 34.5 | 107 | 358 | unknown | [5 empty] | 302 |  |  | 302
109270 | SHELDON_1A | ISONE | 101 | 12.47 | 107 | 358 | unknown | [5 empty] | 302 |  |  | 302
108122 | NEWPORT | ISONE | 101 | 46 | 107 | 359 | unknown |  |  |  | 44.9391 | -72.1794 | 301 | 44.9391 | -72.1794 | 301
109277 | NEWPORT HY | ISONE | 101 | 4.16 | 107 | 359 | unknown |  |  |  | 44.9391 | -72.1794 | 301 | 44.9391 | -72.1794 | 301
108124 | RICHFORD_TAP | ISONE | 101 | 46 | 107 | 360 | unknown | [8 empty] | 302
108125 | RICHFORD 1 | ISONE | 101 | 46 | 107 | 360 | unknown | [8 empty] | 302
109259 | RICHFORD 2 | ISONE | 101 | 13.2 | 107 | 360 | unknown | [8 empty] | 302
108127 | W CHARLESTON | ISONE | 101 | 46 | 107 | 361 | unknown
109262 | W CHARLSTON2 | ISONE | 101 | 13.2 | 107 | 361 | unknown
108134 | NORTH TROY | ISONE | 101 | 46 | 107 | 362 | unknown
109258 | NORTH TROY | ISONE | 101 | 13.2 | 107 | 362 | unknown
108138 | ISLAND POND | ISONE | 101 | 46 | 107 | 363 | unknown
109266 | ISLAND POND | ISONE | 101 | 12.47 | 107 | 363 | unknown
108139 | IRASBURG_TAP | ISONE | 101 | 46 | 107 | 364 | unknown
109257 | IRASBURG_T2 | ISONE | 101 | 13.2 | 107 | 364 | unknown
108141 | VEC_LOWELL5 | ISONE | 101 | 46 | 107 | 365 | unknown
108144 | LOWELL | ISONE | 101 | 46 | 107 | 365 | unknown
108608 | VEC21_TAP | ISONE | 101 | 34.5 | 107 | 365 | unknown
108611 | LOWELL VEC | ISONE | 101 | 34.5 | 107 | 365 | unknown
108919 | LOWELL_D | ISONE | 101 | 12.47 | 107 | 365 | unknown
108142 | COVENTRY GEN | ISONE | 101 | 46 | 107 | 366 | unknown
109234 | COVENTRY_GEN | ISONE | 101 | 4.16 | 107 | 366 | unknown
108146 | KINGDOM_34 | ISONE | 101 | 34.5 | 107 | 367 | unknown
108147 | KINGDOM_46 | ISONE | 101 | 46 | 107 | 367 | unknown
108199 | KING_PCCT46 | ISONE | 101 | 46 | 107 | 367 | unknown
108154 | GEORGIA MTN | ISONE | 101 | 34.5 | 107 | 368 | unknown
108168 | GEORGIA MTN | ISONE | 101 | 0.69 | 107 | 368 | unknown
108157 | RANDOLPH CTR | ISONE | 101 | 46 | 107 | 369 | unknown |  |  |  | 43.9608 | -72.4711 | 316 | 43.9608 | -72.4711 | 316
108159 | RANDLPH CT_T | ISONE | 101 | 46 | 107 | 369 | unknown |  |  |  | 43.9608 | -72.4711 | 316 | 43.9608 | -72.4711 | 316
109124 | RANDOLPH | ISONE | 101 | 12.47 | 107 | 369 | unknown |  |  |  | 43.9608 | -72.4711 | 316 | 43.9608 | -72.4711 | 316
108163 | E BARNARD | ISONE | 101 | 46 | 107 | 370 | unknown
108858 | EAST BARNARD | ISONE | 101 | 34.5 | 107 | 370 | unknown
108164 | PLEASANT ST | ISONE | 101 | 46 | 107 | 371 | unknown | [6 empty] | 43.9608 | -72.4711 | 316
109097 | PLEASNT ST_D | ISONE | 101 | 12.47 | 107 | 371 | unknown | [6 empty] | 43.9608 | -72.4711 | 316
108165 | BETHEL | ISONE | 101 | 46 | 107 | 372 | unknown
109111 | BETHEL_D | ISONE | 101 | 12.47 | 107 | 372 | unknown
108167 | ROCHESTER | ISONE | 101 | 46 | 107 | 373 | unknown
109113 | ROCHESTER_D | ISONE | 101 | 12.47 | 107 | 373 | unknown
108175 | SHERBURNE | ISONE | 101 | 46 | 107 | 374 | unknown
109117 | SHERBURNE_D1 | ISONE | 101 | 12.47 | 107 | 374 | unknown
109119 | SHERBURNE_D2 | ISONE | 101 | 12.47 | 107 | 374 | unknown
108181 | STOCKBRIDGE | ISONE | 101 | 46 | 107 | 375 | unknown
109121 | STOCKBRDGE_D | ISONE | 101 | 12.47 | 107 | 375 | unknown
108185 | SILVER LAKE | ISONE | 101 | 46 | 107 | 376 | unknown
109103 | SILVERLAKE | ISONE | 101 | 6.9 | 107 | 376 | unknown
108201 | KINGDOM_COL | ISONE | 101 | 34.5 | 107 | 377 | unknown
108905 | KINGDOM_GEN | ISONE | 101 | 0.65 | 107 | 377 | unknown
108205 | THETFORD_TAP | ISONE | 101 | 46 | 107 | 378 | unknown
108206 | THETFORD | ISONE | 101 | 46 | 107 | 378 | unknown
109128 | THETFORD | ISONE | 101 | 12.47 | 107 | 378 | unknown
108210 | ELY | ISONE | 101 | 46 | 107 | 379 | unknown
109126 | ELY | ISONE | 101 | 12.47 | 107 | 379 | unknown
108216 | BRADFORD | ISONE | 101 | 46 | 107 | 380 | unknown
109125 | BRADFORD | ISONE | 101 | 12.47 | 107 | 380 | unknown
109130 | SMITH FALLS | ISONE | 101 | 4.16 | 107 | 380 | unknown
108221 | NEWBURY | ISONE | 101 | 46 | 107 | 381 | unknown
109127 | NEWBURY | ISONE | 101 | 12.47 | 107 | 381 | unknown
108230 | WELLS RIVER | ISONE | 101 | 46 | 107 | 382 | unknown
109129 | WELLS RIVER | ISONE | 101 | 12.47 | 107 | 382 | unknown
109131 | BATH | ISONE | 101 | 2.4 | 107 | 382 | unknown
108235 | RYEGATE | ISONE | 101 | 46 | 107 | 383 | unknown
108670 | RYEGATE | ISONE | 101 | 34.5 | 107 | 383 | unknown
109066 | RYEGATE_D | ISONE | 101 | 12.47 | 107 | 383 | unknown
109070 | DODGE FALLS | ISONE | 101 | 4.25 | 107 | 383 | unknown
109170 | RYEGATE WOOD | ISONE | 101 | 13.8 | 107 | 383 | unknown
108242 | WILDER_GMP71 | ISONE | 101 | 46 | 107 | 384 | unknown
109288 | WILDER_GMP_D | ISONE | 101 | 13.2 | 107 | 384 | unknown
108243 | WHITE RV JCT | ISONE | 101 | 46 | 107 | 385 | unknown
109294 | WHITE RV JCT | ISONE | 101 | 12.47 | 107 | 385 | unknown
108245 | QUECHEE_TAP | ISONE | 101 | 46 | 107 | 386 | unknown
108246 | QUECHEE | ISONE | 101 | 46 | 107 | 386 | unknown
109135 | QUECHEE | ISONE | 101 | 12.47 | 107 | 386 | unknown
108250 | TAFTSVILLE | ISONE | 101 | 46 | 107 | 387 | unknown
109136 | TAFTSVILLE | ISONE | 101 | 12.47 | 107 | 387 | unknown
109141 | TAFTSVL_GEN | ISONE | 101 | 12.47 | 107 | 387 | unknown
108256 | WOODSTOCK | ISONE | 101 | 46 | 107 | 388 | unknown
109137 | WOODSTOCK_D | ISONE | 101 | 12.47 | 107 | 388 | unknown
108265 | WINDSOR | ISONE | 101 | 46 | 107 | 389 | unknown
109138 | WINDSOR | ISONE | 101 | 12.47 | 107 | 389 | unknown
108275 | LAFAYETE ST | ISONE | 101 | 46 | 107 | 390 | unknown
109214 | LAFAYETTE | ISONE | 101 | 12.47 | 107 | 390 | unknown
108278 | NORTH ST | ISONE | 101 | 46 | 107 | 391 | unknown
109215 | N STREET_D1 | ISONE | 101 | 12.47 | 107 | 391 | unknown
108281 | MAPLE AVE | ISONE | 101 | 46 | 107 | 392 | unknown
109212 | MAPLE AVE_D | ISONE | 101 | 12.47 | 107 | 392 | unknown
108301 | ASCUTNEY | ISONE | 101 | 46 | 107 | 393 | unknown | [6 empty] | 43.4291 | -72.6604 | 292
108893 | ASCUTNEY GT | ISONE | 101 | 13.8 | 107 | 393 | unknown | [6 empty] | 43.4291 | -72.6604 | 292
108305 | FELLOWS GEAR | ISONE | 101 | 46 | 107 | 394 | unknown
109148 | FELLOWS GEAR | ISONE | 101 | 12.47 | 107 | 394 | unknown
108312 | N SPRNGFIELD | ISONE | 101 | 46 | 107 | 395 | unknown
109149 | NO SPRINGFLD | ISONE | 101 | 12.47 | 107 | 395 | unknown
108316 | RIVERSIDE | ISONE | 101 | 46 | 107 | 396 | unknown
109210 | RIVERSIDE | ISONE | 101 | 12.47 | 107 | 396 | unknown
108320 | SOUTH STREET | ISONE | 101 | 46 | 107 | 397 | unknown
109211 | SOUTH ST_D | ISONE | 101 | 12.47 | 107 | 397 | unknown
108331 | BROWNSVILLE | ISONE | 101 | 46 | 107 | 398 | unknown
109142 | BROWNSVILLE | ISONE | 101 | 12.47 | 107 | 398 | unknown
108335 | CAVENDISH | ISONE | 101 | 46 | 107 | 399 | unknown
109143 | CAVENDISH_D2 | ISONE | 101 | 12.47 | 107 | 399 | unknown
109144 | CAVENDISH | ISONE | 101 | 12.47 | 107 | 399 | unknown
108341 | CHESTER | ISONE | 101 | 46 | 107 | 400 | unknown
109145 | CHESTER | ISONE | 101 | 12.47 | 107 | 400 | unknown
108345 | LUDLOW 1 | ISONE | 101 | 46 | 107 | 401 | unknown
108973 | LUDLOW_D1 | ISONE | 101 | 12.47 | 107 | 401 | unknown
108346 | LUDLOW R103 | ISONE | 101 | 46 | 107 | 402 | unknown
108969 | OKEMO | ISONE | 101 | 12.47 | 107 | 402 | unknown
108348 | SMITHVILLE | ISONE | 101 | 46 | 107 | 403 | unknown
108971 | SMITHVILLE | ISONE | 101 | 12.47 | 107 | 403 | unknown
108350 | MT HOLLY | ISONE | 101 | 46 | 107 | 404 | unknown
109146 | MT HOLLY | ISONE | 101 | 12.47 | 107 | 404 | unknown
108356 | WALLINGFORD | ISONE | 101 | 46 | 107 | 405 | unknown
109147 | WALLINGFORD | ISONE | 101 | 12.47 | 107 | 405 | unknown
108367 | GLEN HYDRO | ISONE | 101 | 46 | 107 | 406 | unknown
109051 | GLEN HYDRO | ISONE | 101 | 13.2 | 107 | 406 | unknown
108369 | PATCH HYDRO | ISONE | 101 | 46 | 107 | 407 | unknown
109079 | PATCH HYDRO | ISONE | 101 | 2.3 | 107 | 407 | unknown
108370 | LALOR AVE | ISONE | 101 | 46 | 107 | 408 | unknown
109055 | LALOR_D | ISONE | 101 | 12.5 | 107 | 408 | unknown
108371 | RUTLAND GT | ISONE | 101 | 46 | 107 | 409 | unknown
109053 | RUTLAND GT | ISONE | 101 | 13.2 | 107 | 409 | unknown
109065 | RUT GT_D1_CR | ISONE | 101 | 12.47 | 107 | 409 | unknown
109067 | RUTLND GT_D2 | ISONE | 101 | 12.47 | 107 | 409 | unknown
108373 | E PITTSFORD | ISONE | 101 | 46 | 107 | 410 | unknown
109077 | E PITTSFORD | ISONE | 101 | 2.3 | 107 | 410 | unknown
108374 | PITTSFRD VLG | ISONE | 101 | 46 | 107 | 411 | unknown
109057 | ALLIED_D | ISONE | 101 | 12.47 | 107 | 411 | unknown
108375 | W RUTLAND | ISONE | 101 | 46 | 107 | 412 | unknown | [6 empty] | 43.6337 | -73.0577 | 294
109073 | W RUTLAND_D | ISONE | 101 | 12.47 | 107 | 412 | unknown | [6 empty] | 43.6337 | -73.0577 | 294
108380 | S RUTLAND CV | ISONE | 101 | 46 | 107 | 413 | unknown | [6 empty] | 43.4291 | -72.6604 | 292
109069 | S RUTLAND_D1 | ISONE | 101 | 12.47 | 107 | 413 | unknown | [6 empty] | 43.4291 | -72.6604 | 292
109071 | S RUTLAND_D2 | ISONE | 101 | 12.47 | 107 | 413 | unknown | [6 empty] | 43.4291 | -72.6604 | 292
108386 | E RUTLAND | ISONE | 101 | 46 | 107 | 414 | unknown
109059 | E RUTLAND_D | ISONE | 101 | 12.47 | 107 | 414 | unknown
108406 | MENDON | ISONE | 101 | 46 | 107 | 415 | unknown
108564 | MENDON | ISONE | 101 | 34.5 | 107 | 415 | unknown
109061 | MENDON_D | ISONE | 101 | 12.47 | 107 | 415 | unknown
108410 | BRANDON | ISONE | 101 | 46 | 107 | 416 | unknown
109081 | BRANDON_D1 | ISONE | 101 | 12.47 | 107 | 416 | unknown
109083 | BRANDON_D2 | ISONE | 101 | 12.47 | 107 | 416 | unknown
108412 | LEICESTER | ISONE | 101 | 46 | 107 | 417 | unknown
109089 | LEICESTER_D | ISONE | 101 | 12.47 | 107 | 417 | unknown
108414 | OTTER VALLEY | ISONE | 101 | 46 | 107 | 418 | unknown
109095 | OTTER VALY_D | ISONE | 101 | 12.47 | 107 | 418 | unknown
108415 | SALISBURY | ISONE | 101 | 46 | 107 | 419 | unknown
109101 | SALISBURY | ISONE | 101 | 7.2 | 107 | 419 | unknown
109109 | SALISBURY_D | ISONE | 101 | 12.47 | 107 | 419 | unknown
108420 | E MIDDLBRY_T | ISONE | 101 | 46 | 107 | 420 | unknown | [6 empty] | 44.1192 | -73.1653 | 295
108422 | E MIDDLBURY | ISONE | 101 | 46 | 107 | 420 | unknown | [6 empty] | 44.1192 | -73.1653 | 295
109085 | E MIDDLBRY_D | ISONE | 101 | 12.47 | 107 | 420 | unknown | [6 empty] | 44.1192 | -73.1653 | 295
108424 | WEYBRIDGE | ISONE | 101 | 46 | 107 | 421 | unknown |  |  |  | 44.1192 | -73.1653 | 295 | 44.1192 | -73.1653 | 295
109099 | WEYBRIDGE_D | ISONE | 101 | 12.47 | 107 | 421 | unknown |  |  |  | 44.1192 | -73.1653 | 295 | 44.1192 | -73.1653 | 295
109107 | WEYBRDGE | ISONE | 101 | 12.47 | 107 | 421 | unknown |  |  |  | 44.1192 | -73.1653 | 295 | 44.1192 | -73.1653 | 295
108430 | MIDDLB HYDRO | ISONE | 101 | 46 | 107 | 422 | unknown | [6 empty] | 44.1192 | -73.1653 | 295
109105 | MIDDLEBURY_H | ISONE | 101 | 6.44 | 107 | 422 | unknown | [6 empty] | 44.1192 | -73.1653 | 295
108432 | MIDDLEBURY | ISONE | 101 | 46 | 107 | 423 | unknown
109091 | MIDDLEBRY_D1 | ISONE | 101 | 12.47 | 107 | 423 | unknown
109093 | MIDDLBURY_D2 | ISONE | 101 | 12.47 | 107 | 423 | unknown
108436 | HEWITT ROAD | ISONE | 101 | 46 | 107 | 424 | unknown |  |  |  | 44.1192 | -73.1653 | 295 | 44.1192 | -73.1653 | 295
109087 | HEWITT RD_D | ISONE | 101 | 12.47 | 107 | 424 | unknown |  |  |  | 44.1192 | -73.1653 | 295 | 44.1192 | -73.1653 | 295
108441 | BARTON | ISONE | 101 | 46 | 107 | 425 | unknown
109263 | BARTON1 | ISONE | 101 | 13.2 | 107 | 425 | unknown
108443 | BURTON HILL | ISONE | 101 | 46 | 107 | 426 | unknown
109264 | BURTON HILL2 | ISONE | 101 | 12.47 | 107 | 426 | unknown
108445 | PORTLANDPIPE | ISONE | 101 | 46 | 107 | 427 | unknown
109278 | PORTLANDPIPE | ISONE | 101 | 4.16 | 107 | 427 | unknown
108446 | DERBY | ISONE | 101 | 46 | 107 | 428 | unknown
109255 | DERBY2 | ISONE | 101 | 13.2 | 107 | 428 | unknown
108447 | JAY | ISONE | 101 | 46 | 107 | 429 | unknown | [8 empty] | 302
109267 | JAY_D2 | ISONE | 101 | 12.47 | 107 | 429 | unknown | [8 empty] | 302
108452 | HUNTINGTON | ISONE | 101 | 46 | 107 | 430 | unknown
108951 | HUNTINGTON | ISONE | 101 | 4.16 | 107 | 430 | unknown
108455 | BELDENS | ISONE | 101 | 46 | 107 | 431 | unknown
108949 | BELDENS | ISONE | 101 | 4.16 | 107 | 431 | unknown
108955 | BELDENS1 | ISONE | 101 | 2.4 | 107 | 431 | unknown
108462 | PROCTOR | ISONE | 101 | 46 | 107 | 432 | unknown
108953 | PROCTOR HYD | ISONE | 101 | 4.16 | 107 | 432 | unknown
108967 | PROCTOR | ISONE | 101 | 4.16 | 107 | 432 | unknown
108465 | OMYA | ISONE | 101 | 46 | 107 | 433 | unknown | [6 empty] | 43.6337 | -73.0577 | 294
108892 | OMYA | ISONE | 101 | 13.8 | 107 | 433 | unknown | [6 empty] | 43.6337 | -73.0577 | 294
108947 | OMYA | ISONE | 101 | 5 | 107 | 433 | unknown | [6 empty] | 43.6337 | -73.0577 | 294
108961 | OMYA | ISONE | 101 | 0.48 | 107 | 433 | unknown | [6 empty] | 43.6337 | -73.0577 | 294
108472 | DORSET | ISONE | 101 | 46 | 107 | 434 | unknown
109031 | DORSET_D | ISONE | 101 | 12.47 | 107 | 434 | unknown
108476 | CARVER FALLS | ISONE | 101 | 46 | 107 | 435 | unknown
109049 | CARVER FALLS | ISONE | 101 | 2.3 | 107 | 435 | unknown
108477 | CASTLETON | ISONE | 101 | 46 | 107 | 436 | unknown | [6 empty] | 43.5762 | -73.2332 | 325
109029 | CASTLETON_D | ISONE | 101 | 12.47 | 107 | 436 | unknown | [6 empty] | 43.5762 | -73.2332 | 325
108479 | FAIR HAVEN | ISONE | 101 | 46 | 107 | 437 | unknown
109041 | FAIRHAVEN | ISONE | 101 | 4.16 | 107 | 437 | unknown
108481 | POULTNEY | ISONE | 101 | 46 | 107 | 438 | unknown
109039 | POULTNEY_D2 | ISONE | 101 | 12.47 | 107 | 438 | unknown
109045 | POULTNEY_D | ISONE | 101 | 4.16 | 107 | 438 | unknown
108482 | S POULTNEY | ISONE | 101 | 46 | 107 | 439 | unknown
109047 | SO POULTNEY | ISONE | 101 | 4.16 | 107 | 439 | unknown
108485 | PAWLET | ISONE | 101 | 46 | 107 | 440 | unknown
109037 | PAWLET_D | ISONE | 101 | 12.47 | 107 | 440 | unknown
108492 | SILK ROAD | ISONE | 101 | 46 | 107 | 441 | unknown
108987 | SILK ROAD | ISONE | 101 | 12.47 | 107 | 441 | unknown
108493 | POWNAL | ISONE | 101 | 46 | 107 | 442 | unknown
108983 | POWNAL_D | ISONE | 101 | 12.47 | 107 | 442 | unknown
108494 | N BENNINGTON | ISONE | 101 | 46 | 107 | 443 | unknown
108981 | N BENNINGTON | ISONE | 101 | 12.47 | 107 | 443 | unknown
108495 | ARLINGTON | ISONE | 101 | 46 | 107 | 444 | unknown
109011 | ARLINGTON_D | ISONE | 101 | 8.32 | 107 | 444 | unknown
108496 | E ARLNGTON | ISONE | 101 | 46 | 107 | 445 | unknown
108993 | E ARLINGTON | ISONE | 101 | 12.47 | 107 | 445 | unknown
108498 | S BENNINGTON | ISONE | 101 | 46 | 107 | 446 | unknown
108985 | S BENNINGTON | ISONE | 101 | 12.47 | 107 | 446 | unknown
108499 | WOODFORD RD | ISONE | 101 | 46 | 107 | 447 | unknown
108989 | WOODFORD RD | ISONE | 101 | 12.47 | 107 | 447 | unknown
108500 | MANCHESTER | ISONE | 101 | 46 | 107 | 448 | unknown
108999 | MANCHESTER1 | ISONE | 101 | 12.47 | 107 | 448 | unknown
109001 | MANCHESTER2 | ISONE | 101 | 12.47 | 107 | 448 | unknown
108502 | MILL STREET | ISONE | 101 | 46 | 107 | 449 | unknown
108979 | MILL STREET | ISONE | 101 | 12.47 | 107 | 449 | unknown
108504 | LYONS STREET | ISONE | 101 | 46 | 107 | 450 | unknown
108977 | LYONS STREET | ISONE | 101 | 12.47 | 107 | 450 | unknown
108506 | BROMLEY | ISONE | 101 | 46 | 107 | 451 | unknown
108991 | BROMLEY | ISONE | 101 | 12.47 | 107 | 451 | unknown
108510 | KENDALL FARM | ISONE | 101 | 46 | 107 | 452 | unknown
108934 | STRATTON_SC1 | ISONE | 101 | 13.8 | 107 | 452 | unknown
108938 | STRATTON_SC2 | ISONE | 101 | 13.8 | 107 | 452 | unknown
108512 | STRATTON | ISONE | 101 | 46 | 107 | 453 | unknown
109007 | STRATTON_D1 | ISONE | 101 | 12.47 | 107 | 453 | unknown
109009 | STRATTON_D2 | ISONE | 101 | 12.47 | 107 | 453 | unknown
108515 | RAWSONVILLE | ISONE | 101 | 46 | 107 | 454 | unknown
109003 | RAWSONVILLE | ISONE | 101 | 12.47 | 107 | 454 | unknown
108517 | S SHAFTSBURY | ISONE | 101 | 46 | 107 | 455 | unknown
109005 | SO SHFTSBURY | ISONE | 101 | 12.47 | 107 | 455 | unknown
108521 | LONDNDERRY | ISONE | 101 | 46 | 107 | 456 | unknown
108997 | LONDONDERRY | ISONE | 101 | 12.47 | 107 | 456 | unknown
108523 | JAMAICA | ISONE | 101 | 46 | 107 | 457 | unknown
108995 | JAMAICA | ISONE | 101 | 12.47 | 107 | 457 | unknown
108525 | W DUMMERSTON | ISONE | 101 | 46 | 107 | 458 | unknown |  |  |  | 42.9681 | -72.6523 | 296 | 42.9681 | -72.6523 | 296
109017 | W DUMMRSTN_D | ISONE | 101 | 12.47 | 107 | 458 | unknown |  |  |  | 42.9681 | -72.6523 | 296 | 42.9681 | -72.6523 | 296
108528 | GA PACIFIC | ISONE | 101 | 46 | 107 | 459 | unknown
109019 | GA PACIFIC_D | ISONE | 101 | 0.44 | 107 | 459 | unknown
108546 | ST J CENTER | ISONE | 101 | 34.5 | 107 | 460 | unknown
109245 | ST JOHNSBURY | ISONE | 101 | 12.47 | 107 | 460 | unknown
109254 | PIERCE MILLS | ISONE | 101 | 2.3 | 107 | 460 | unknown
108549 | FAIRBANKS | ISONE | 101 | 34.5 | 107 | 461 | unknown
109246 | FAIRBANKS_D | ISONE | 101 | 4.16 | 107 | 461 | unknown
108550 | INDSTRL PARK | ISONE | 101 | 34.5 | 107 | 462 | unknown
108902 | INDSTRL PK_D | ISONE | 101 | 12.47 | 107 | 462 | unknown
108554 | PUDDING HILL | ISONE | 101 | 34.5 | 107 | 463 | unknown
109290 | PUDDNG HIL_D | ISONE | 101 | 12.47 | 107 | 463 | unknown
108555 | BAY STREET | ISONE | 101 | 34.5 | 107 | 464 | unknown
109242 | BAY STREET | ISONE | 101 | 12.47 | 107 | 464 | unknown
109248 | EAST BARNET | ISONE | 101 | 4 | 107 | 464 | unknown
109251 | GAGE | ISONE | 101 | 2.4 | 107 | 464 | unknown
109252 | PASSUMPSIC | ISONE | 101 | 2.4 | 107 | 464 | unknown
109253 | ARNOLD FALLS | ISONE | 101 | 2.3 | 107 | 464 | unknown
108556 | BURKE MOUNTN | ISONE | 101 | 34.5 | 107 | 465 | unknown
108911 | BURKE_DIST | ISONE | 101 | 12.47 | 107 | 465 | unknown
108557 | BARKER AVE | ISONE | 101 | 34.5 | 107 | 466 | unknown
109240 | BARKER AVE | ISONE | 101 | 12.47 | 107 | 466 | unknown
108559 | V OF HYDE PK | ISONE | 101 | 34.5 | 107 | 467 | unknown
108937 | VIL HYDE PRK | ISONE | 101 | 12.47 | 107 | 467 | unknown
108560 | GILMAN | ISONE | 101 | 34.5 | 107 | 468 | unknown
109243 | GILMAN | ISONE | 101 | 12.47 | 107 | 468 | unknown
108561 | MADONNA | ISONE | 101 | 34.5 | 107 | 469 | unknown
108925 | VEC MADONNA2 | ISONE | 101 | 12.47 | 107 | 469 | unknown
108562 | MONTGOMERY | ISONE | 101 | 34.5 | 107 | 470 | unknown
108920 | MONTGOMERY_D | ISONE | 101 | 12.47 | 107 | 470 | unknown
108563 | PLEASNT VALY | ISONE | 101 | 34.5 | 107 | 471 | unknown
108927 | PLESNT VAL_D | ISONE | 101 | 12.47 | 107 | 471 | unknown
108573 | W MILTON | ISONE | 101 | 34.5 | 107 | 472 | unknown
109225 | WEST MILTON | ISONE | 101 | 12.47 | 107 | 472 | unknown
108578 | SHELDON_GMP | ISONE | 101 | 34.5 | 107 | 473 | unknown | [8 empty] | 302
109224 | SHELDON_D | ISONE | 101 | 12.47 | 107 | 473 | unknown | [8 empty] | 302
108579 | PETERSON | ISONE | 101 | 34.5 | 107 | 474 | unknown
109226 | PETERSON_GEN | ISONE | 101 | 4 | 107 | 474 | unknown
108580 | MILTON | ISONE | 101 | 34.5 | 107 | 475 | unknown
109221 | MILTON | ISONE | 101 | 12.47 | 107 | 475 | unknown
109229 | MILTON_G | ISONE | 101 | 2.3 | 107 | 475 | unknown
108586 | HUSKY | ISONE | 101 | 34.5 | 107 | 476 | unknown
109220 | HUSKY | ISONE | 101 | 12.47 | 107 | 476 | unknown
108590 | FAIRFAX FALS | ISONE | 101 | 34.5 | 107 | 477 | unknown
109218 | FAIRFAX | ISONE | 101 | 12.47 | 107 | 477 | unknown
109228 | FAIRFAX FALS | ISONE | 101 | 2.3 | 107 | 477 | unknown
108592 | GEORGIA | ISONE | 101 | 34.5 | 107 | 478 | unknown
109219 | GEORGIA | ISONE | 101 | 12.47 | 107 | 478 | unknown
108594 | NORTH ELM ST | ISONE | 101 | 34.5 | 107 | 479 | unknown
109222 | NORTH ELM ST | ISONE | 101 | 12.47 | 107 | 479 | unknown
108597 | UNDERHILL CV | ISONE | 101 | 34.5 | 107 | 480 | unknown
109230 | UNDERHILL_D1 | ISONE | 101 | 12.47 | 107 | 480 | unknown
109231 | UNDERHILL_D2 | ISONE | 101 | 12.47 | 107 | 480 | unknown
108600 | CAMBRDG VEC3 | ISONE | 101 | 34.5 | 107 | 481 | unknown
108922 | CAMBRIDGE | ISONE | 101 | 12.47 | 107 | 481 | unknown
108603 | JEFFERSNVLLE | ISONE | 101 | 34.5 | 107 | 482 | unknown
109232 | JEFFERSON | ISONE | 101 | 12.47 | 107 | 482 | unknown
108604 | JOHNSN VEC14 | ISONE | 101 | 34.5 | 107 | 483 | unknown
108923 | VEC JOHNSN_D | ISONE | 101 | 12.47 | 107 | 483 | unknown
108614 | WOLCOTT | ISONE | 101 | 34.5 | 107 | 484 | unknown
109018 | WOLCOTT | ISONE | 101 | 12.47 | 107 | 484 | unknown
108616 | E JOHNSON | ISONE | 101 | 34.5 | 107 | 485 | unknown
108994 | EAST JOHNSON | ISONE | 101 | 12.47 | 107 | 485 | unknown
108618 | PRATT & REID | ISONE | 101 | 34.5 | 107 | 486 | unknown
108998 | PRATT & REID | ISONE | 101 | 12.47 | 107 | 486 | unknown
108620 | MORRISVILL 3 | ISONE | 101 | 34.5 | 107 | 487 | unknown
109014 | MORRISVILL 3 | ISONE | 101 | 12.47 | 107 | 487 | unknown
108623 | MORRISVILL 4 | ISONE | 101 | 34.5 | 107 | 488 | unknown
109002 | MORRISVILL 2 | ISONE | 101 | 12 | 107 | 488 | unknown
108624 | MORRISVILL 5 | ISONE | 101 | 34.5 | 107 | 489 | unknown
109010 | MORRISVL5_D | ISONE | 101 | 13.2 | 107 | 489 | unknown
108605 | CV JOHNSON | ISONE | 101 | 34.5 | 107 | 490 | unknown
108627 | TALC_TAP | ISONE | 101 | 34.5 | 107 | 490 | unknown
109236 | VIL OF JOHNS | ISONE | 101 | 12.5 | 107 | 490 | unknown
108628 | HARDWICK | ISONE | 101 | 34.5 | 107 | 491 | unknown
109016 | MACKVILLE | ISONE | 101 | 12.47 | 107 | 491 | unknown
108630 | MARSHFIELD | ISONE | 101 | 34.5 | 107 | 492 | unknown
109104 | MARSHFIELD | ISONE | 101 | 4.16 | 107 | 492 | unknown
108633 | NORTHFIELD | ISONE | 101 | 34.5 | 107 | 493 | unknown
108946 | NORWICH UNIV | ISONE | 101 | 12.47 | 107 | 493 | unknown
109096 | KING STREET | ISONE | 101 | 12.47 | 107 | 493 | unknown
108634 | PLAINFIELD | ISONE | 101 | 34.5 | 107 | 494 | unknown
109100 | PLAINFIELD_D | ISONE | 101 | 12.47 | 107 | 494 | unknown
108635 | BARNET | ISONE | 101 | 34.5 | 107 | 495 | unknown
109106 | BARNET_D | ISONE | 101 | 2.4 | 107 | 495 | unknown
108645 | MONTPELIER | ISONE | 101 | 34.5 | 107 | 496 | unknown | [6 empty] | 42.3913 | -72.099 | 314
109056 | MONTPELIER_D | ISONE | 101 | 12.47 | 107 | 496 | unknown | [6 empty] | 42.3913 | -72.099 | 314
108651 | NORTH END | ISONE | 101 | 34.5 | 107 | 497 | unknown
109060 | NORTH END_D1 | ISONE | 101 | 12.47 | 107 | 497 | unknown
108653 | SOUTH END | ISONE | 101 | 34.5 | 107 | 498 | unknown
109062 | SOUTH END | ISONE | 101 | 12.47 | 107 | 498 | unknown
109086 | SOUTH END_D | ISONE | 101 | 4.16 | 107 | 498 | unknown
109094 | SOUTH END_D | ISONE | 101 | 2.4 | 107 | 498 | unknown
108660 | WEBSTERVILLE | ISONE | 101 | 34.5 | 107 | 499 | unknown
109064 | WEBSTERVIL_D | ISONE | 101 | 12.47 | 107 | 499 | unknown
108666 | GRANITVL GMP | ISONE | 101 | 34.5 | 107 | 500 | unknown
109112 | GRANITEVILLE | ISONE | 101 | 2.4 | 107 | 500 | unknown
108668 | DANVILLE GMP | ISONE | 101 | 34.5 | 107 | 501 | unknown
109102 | WDANVILLE HY | ISONE | 101 | 7.2 | 107 | 501 | unknown
108671 | ROCK OF AGES | ISONE | 101 | 34.5 | 107 | 502 | unknown
109114 | ROCK OF AGES | ISONE | 101 | 2.4 | 107 | 502 | unknown
108672 | W BERLIN | ISONE | 101 | 34.5 | 107 | 503 | unknown
109048 | WBERLIN_D | ISONE | 101 | 4.2 | 107 | 503 | unknown
108680 | IRASVILLE | ISONE | 101 | 34.5 | 107 | 504 | unknown
109118 | IRASVILLE_D | ISONE | 101 | 12.47 | 107 | 504 | unknown
108681 | MADBUSH | ISONE | 101 | 34.5 | 107 | 505 | unknown
109116 | MADBUSH | ISONE | 101 | 12.5 | 107 | 505 | unknown
108683 | MAPLE WEC | ISONE | 101 | 34.5 | 107 | 506 | unknown
109120 | MAPLE C_WEC | ISONE | 101 | 12.47 | 107 | 506 | unknown
108684 | WALDEN WEC | ISONE | 101 | 34.5 | 107 | 507 | unknown
109122 | WALDEN_WEC | ISONE | 101 | 12.47 | 107 | 507 | unknown
108686 | BERLIN VT | ISONE | 101 | 34.5 | 107 | 508 | unknown
109054 | BERLIN VT_D | ISONE | 101 | 12.47 | 107 | 508 | unknown
108687 | WATERBRY CTR | ISONE | 101 | 34.5 | 107 | 509 | unknown
109068 | WTRBRY CTR_D | ISONE | 101 | 12.47 | 107 | 509 | unknown
108688 | WATERBURY | ISONE | 101 | 34.5 | 107 | 510 | unknown
109090 | WATERBURY_D | ISONE | 101 | 12.47 | 107 | 510 | unknown
108690 | MIDDLESEX | ISONE | 101 | 34.5 | 107 | 511 | unknown | [6 empty] | 42.3913 | -72.099 | 314
109092 | MIDDLESEX_G | ISONE | 101 | 2.4 | 107 | 511 | unknown | [6 empty] | 42.3913 | -72.099 | 314
108691 | MORETOWN GMP | ISONE | 101 | 34.5 | 107 | 512 | unknown
109078 | MORETOWN_GMP | ISONE | 101 | 4.16 | 107 | 512 | unknown
108692 | MORETOWN GEN | ISONE | 101 | 34.5 | 107 | 513 | unknown
109080 | MORETOWN | ISONE | 101 | 4.16 | 107 | 513 | unknown
108699 | LITTLE RIVER | ISONE | 101 | 34.5 | 107 | 514 | unknown
109076 | LTTLE RIVER | ISONE | 101 | 4.16 | 107 | 514 | unknown
108702 | HOUSTON | ISONE | 101 | 34.5 | 107 | 515 | unknown
109022 | HOUSTON1 | ISONE | 101 | 12.47 | 107 | 515 | unknown
109024 | HOUSTON2 | ISONE | 101 | 12.47 | 107 | 515 | unknown
108703 | LODGE | ISONE | 101 | 34.5 | 107 | 516 | unknown
109036 | LODGE_D | ISONE | 101 | 12.47 | 107 | 516 | unknown
108710 | BOLTON FALLS | ISONE | 101 | 34.5 | 107 | 517 | unknown
109072 | BOLTON FALLS | ISONE | 101 | 4.16 | 107 | 517 | unknown
108711 | BOLTON | ISONE | 101 | 34.5 | 107 | 518 | unknown
109052 | BOLTON_D | ISONE | 101 | 12.47 | 107 | 518 | unknown
108715 | RICHMOND GMP | ISONE | 101 | 34.5 | 107 | 519 | unknown
108950 | RICHMOND_D | ISONE | 101 | 13.2 | 107 | 519 | unknown
108720 | SANDROAD BUS | ISONE | 101 | 34.5 | 107 | 520 | unknown
108725 | SANDROAD2 | ISONE | 101 | 34.5 | 107 | 520 | unknown
108968 | SAND ROAD | ISONE | 101 | 12.47 | 107 | 520 | unknown
108730 | ESSEX 19 | ISONE | 101 | 34.5 | 107 | 521 | unknown | [6 empty] | 44.6092 | -73.2061 | 307
108735 | ESSEX | ISONE | 101 | 34.5 | 107 | 521 | unknown | [6 empty] | 44.6092 | -73.2061 | 307
108962 | ESSEX | ISONE | 101 | 12.47 | 107 | 521 | unknown | [6 empty] | 44.6092 | -73.2061 | 307
108980 | ESSEX_D | ISONE | 101 | 12.47 | 107 | 521 | unknown | [6 empty] | 44.6092 | -73.2061 | 307
108988 | ESSEX DIESLS | ISONE | 101 | 2.4 | 107 | 521 | unknown | [6 empty] | 44.6092 | -73.2061 | 307
108990 | ESSEX HYDRO | ISONE | 101 | 2.4 | 107 | 521 | unknown | [6 empty] | 44.6092 | -73.2061 | 307
108755 | GORGE | ISONE | 101 | 34.5 | 107 | 522 | unknown
108891 | GORGE GT | ISONE | 101 | 13.8 | 107 | 522 | unknown
108984 | GORGE | ISONE | 101 | 4.16 | 107 | 522 | unknown
108986 | GORGE_HYDRO | ISONE | 101 | 4.16 | 107 | 522 | unknown
108762 | SHEFLD WND N | ISONE | 101 | 34.5 | 107 | 523 | unknown
108898 | SHEFLD CLR-N | ISONE | 101 | 0.69 | 107 | 523 | unknown
108763 | SHEFLD WND S | ISONE | 101 | 34.5 | 107 | 524 | unknown
108899 | SHEFLD CLR-S | ISONE | 101 | 0.69 | 107 | 524 | unknown
108770 | MCNEIL _TAP | ISONE | 101 | 34.5 | 107 | 525 | unknown
108771 | MCNEIL MID_T | ISONE | 101 | 34.5 | 107 | 525 | unknown
108876 | BED_MCNEIL | ISONE | 101 | 13.8 | 107 | 525 | unknown
109160 | JC MCNEIL | ISONE | 101 | 13.8 | 107 | 525 | unknown
108791 | IROQUOIS | ISONE | 101 | 34.5 | 107 | 526 | unknown
108952 | IROQUOIS | ISONE | 101 | 12.47 | 107 | 526 | unknown
108795 | MALLETS BAY | ISONE | 101 | 34.5 | 107 | 527 | unknown
108954 | MALLETS BAY | ISONE | 101 | 12.47 | 107 | 527 | unknown
108800 | ETHAN ALLEN | ISONE | 101 | 34.5 | 107 | 528 | unknown
108982 | ETHAN ALLEN | ISONE | 101 | 12.47 | 107 | 528 | unknown
108810 | AIRPORT | ISONE | 101 | 34.5 | 107 | 529 | unknown
108978 | AIRPORT_D | ISONE | 101 | 4.16 | 107 | 529 | unknown
108815 | TOWNLINE | ISONE | 101 | 34.5 | 107 | 530 | unknown
108974 | TOWNLINE | ISONE | 101 | 12.47 | 107 | 530 | unknown
108820 | DIGITAL | ISONE | 101 | 34.5 | 107 | 531 | unknown
108958 | DIGITAL | ISONE | 101 | 12.47 | 107 | 531 | unknown
108835 | DORSET ST | ISONE | 101 | 34.5 | 107 | 532 | unknown
108960 | DORSET | ISONE | 101 | 12.47 | 107 | 532 | unknown
108845 | QUEEN CITY | ISONE | 101 | 34.5 | 107 | 533 | unknown
108966 | QUEEN CITY | ISONE | 101 | 12.47 | 107 | 533 | unknown
108850 | VERGENNES 9 | ISONE | 101 | 34.5 | 107 | 534 | unknown | [6 empty] | 44.1192 | -73.1653 | 295
108976 | VERGENNES | ISONE | 101 | 12.47 | 107 | 534 | unknown | [6 empty] | 44.1192 | -73.1653 | 295
108992 | VERGENNES GN | ISONE | 101 | 2.4 | 107 | 534 | unknown | [6 empty] | 44.1192 | -73.1653 | 295
108856 | EDEN CORNER | ISONE | 101 | 34.5 | 107 | 535 | unknown
109292 | EDEN CORNER1 | ISONE | 101 | 12.47 | 107 | 535 | unknown
108857 | VEC_JAY | ISONE | 101 | 46 | 107 | 536 | unknown
108917 | JAY_D1 | ISONE | 101 | 12.47 | 107 | 536 | unknown
108859 | SHARON | ISONE | 101 | 34.5 | 107 | 537 | unknown
109115 | SHARON_D | ISONE | 101 | 12.47 | 107 | 537 | unknown
108862 | CLARK FALLS | ISONE | 101 | 34.5 | 107 | 538 | unknown
109227 | CLARK FALLS | ISONE | 101 | 2.4 | 107 | 538 | unknown
108863 | E ST ALBANS | ISONE | 101 | 34.5 | 107 | 539 | unknown
109217 | E ST ALBANS | ISONE | 101 | 12.47 | 107 | 539 | unknown
108942 | 66 FDR | ISONE | 101 | 6.9 | 107 | 540 | unknown
108944 | READSBORO | ISONE | 101 | 4.16 | 107 | 540 | unknown
108910 | BRIDGE ST | ISONE | 101 | 46 | 107 | 541 | unknown
109044 | GMPBRIDGE_D | ISONE | 101 | 12.47 | 107 | 541 | unknown
109559 | VILAS BRDG 1 | ISONE | 101 | 46 | 108 | 541 | unknown
109560 | VILAS BRDG 2 | ISONE | 101 | 46 | 108 | 541 | unknown
109561 | BRIDGEST TAP | ISONE | 101 | 46 | 108 | 541 | unknown
109133 | DEWEY MILLS | ISONE | 101 | 12.47 | 107 | 542 | unknown
109139 | DEWEY MILLS | ISONE | 101 | 4.16 | 107 | 542 | unknown
109134 | NO HARTLAND | ISONE | 101 | 12.47 | 107 | 543 | unknown
109140 | NO HARTLAND | ISONE | 101 | 4.16 | 107 | 543 | unknown
109152 | FAIRHAVEN PV | ISONE | 101 | 0.55 | 107 | 544 | unknown
109300 | FAIRHAVN GSU | ISONE | 101 | 34.5 | 107 | 544 | unknown
109153 | SHAFTSBRY_PV | ISONE | 101 | 0.55 | 107 | 545 | unknown
109303 | SHAFT_PV_GSU | ISONE | 101 | 34.5 | 107 | 545 | unknown
109154 | CLAREMONT_PV | ISONE | 101 | 0.55 | 107 | 546 | unknown
109306 | CLARE_PV_GSU | ISONE | 101 | 34.5 | 107 | 546 | unknown
109155 | RANDOLPH_PV | ISONE | 101 | 0.6 | 107 | 547 | unknown | [6 empty] | 43.9608 | -72.4711 | 316
109307 | RAND_GSU_HS | ISONE | 101 | 46 | 107 | 547 | unknown | [6 empty] | 43.9608 | -72.4711 | 316
109156 | Q763_PV | ISONE | 101 | 0.6 | 107 | 548 | unknown
109308 | Q763_TRANS | ISONE | 101 | 46 | 107 | 548 | unknown
109298 | FAIRHAVEN HS | ISONE | 101 | 46 | 107 | 549 | unknown
109299 | FAIRHAVEN LS | ISONE | 101 | 34.5 | 107 | 549 | unknown
109301 | SHAFT_PV_T1 | ISONE | 101 | 46 | 107 | 550 | unknown
109302 | SHAFT_PV_COL | ISONE | 101 | 34.5 | 107 | 550 | unknown
109304 | CLARE_PV_T1 | ISONE | 101 | 46 | 107 | 551 | unknown
109305 | CLARE_PV_COL | ISONE | 101 | 34.5 | 107 | 551 | unknown
109401 | DRFLD EAST | ISONE | 101 | 34.5 | 107 | 552 | unknown
109403 | DRFLD EAST G | ISONE | 101 | 0.69 | 107 | 552 | unknown
109402 | DRFLD WEST | ISONE | 101 | 34.5 | 107 | 553 | unknown
109404 | DRFLD WEST G | ISONE | 101 | 0.69 | 107 | 553 | unknown
109500 | HARRIMAN 1 | ISONE | 101 | 115 | 108 | 554 | unknown |  | 42.758 | -72.93
109501 | HARRIMAN | ISONE | 101 | 69 | 108 | 554 | unknown |  | 42.758 | -72.93
109502 | HARRIMAN T3 | ISONE | 101 | 99 | 108 | 554 | unknown |  | 42.758 | -72.93
109503 | HARRIMAN G3 | ISONE | 101 | 6.9 | 108 | 554 | unknown
109504 | HARRIMAN G2 | ISONE | 101 | 6.9 | 108 | 554 | unknown
109505 | HARRIMAN G1 | ISONE | 101 | 6.9 | 108 | 554 | unknown
113146 | HARRIMAN 2 | ISONE | 101 | 115 | 111 | 554 | unknown |  | 42.758 | -72.93
109515 | SEARS HYD_TP | ISONE | 101 | 69 | 108 | 555 | unknown |  | 42.8707 | -72.927
109517 | SEARS HYDRO | ISONE | 101 | 2.4 | 108 | 555 | unknown
109528 | VERNON VT | ISONE | 101 | 69 | 108 | 556 | unknown |  | 42.7834 | -72.5191
109529 | VERNON HYD A | ISONE | 101 | 2.4 | 108 | 556 | unknown
109530 | VERNON HYD B | ISONE | 101 | 2.4 | 108 | 556 | unknown
109531 | VERNON HY T1 | ISONE | 101 | 13.8 | 108 | 556 | unknown
109532 | VERNON HY T2 | ISONE | 101 | 13.8 | 108 | 556 | unknown
113148 | VERNON 3T | ISONE | 101 | 13.8 | 111 | 556 | unknown
109547 | BELLOWS FALS | ISONE | 101 | 115 | 108 | 557 | unknown |  | 43.1326 | -72.4419 |  |  |  | 42.8002 | -72.1484 | 191
109548 | BELLOWS FALS | ISONE | 101 | 69 | 108 | 557 | unknown |  | 43.1326 | -72.4419 |  |  |  | 42.8002 | -72.1484 | 191
109549 | BELLOWSFL T5 | ISONE | 101 | 46 | 108 | 557 | unknown | [6 empty] | 42.8002 | -72.1484 | 191
109550 | BELLOWS FALS | ISONE | 101 | 6.9 | 108 | 557 | unknown | [6 empty] | 42.8002 | -72.1484 | 191
109551 | BELLOWSFL T6 | ISONE | 101 | 46 | 108 | 557 | unknown | [6 empty] | 42.8002 | -72.1484 | 191
109552 | BELLOWSFL T4 | ISONE | 101 | 99 | 108 | 557 | unknown |  | 43.1326 | -72.4419 |  |  |  | 42.8002 | -72.1484 | 191
109553 | BELLOWSFL SS | ISONE | 101 | 13.8 | 108 | 557 | unknown | [6 empty] | 42.8002 | -72.1484 | 191
109554 | BELLOWSFLS_C | ISONE | 101 | 115 | 108 | 557 | unknown |  | 43.1326 | -72.4419 |  |  |  | 42.8002 | -72.1484 | 191
108200 | WILDER_B40 | ISONE | 101 | 46 | 107 | 558 | unknown | [6 empty] | 43.9608 | -72.4711 | 316
109572 | WILDER | ISONE | 101 | 115 | 108 | 558 | unknown |  | 43.6691 | -72.3044 |  |  |  | 43.9608 | -72.4711 | 316
109573 | WILDER | ISONE | 101 | 13.8 | 108 | 558 | unknown | [6 empty] | 43.9608 | -72.4711 | 316
109575 | WILDER_1344 | ISONE | 101 | 46 | 108 | 558 | unknown | [6 empty] | 43.9608 | -72.4711 | 316
109600 | NGR_K26_VEL | ISONE | 101 | 115 | 108 | 558 | unknown |  | 43.6691 | -72.3044 |  |  |  | 43.9608 | -72.4711 | 316
109577 | VERNON HS | ISONE | 101 | 69 | 108 | 559 | unknown |  | 42.7715 | -72.5153
109578 | VERNON LS | ISONE | 101 | 34.5 | 108 | 559 | unknown
109579 | VERNON GSU | ISONE | 101 | 34.5 | 108 | 560 | unknown
109580 | VERNON SOLAR | ISONE | 101 | 0.55 | 108 | 560 | unknown
110756 | WOBURN | ISONE | 101 | 345 | 110 | 561 | known |  | 42.4623 | -71.154
110799 | WOBURN | ISONE | 101 | 115 | 110 | 561 | known
110936 | WOBURN_R1 | ISONE | 101 | 115 | 110 | 561 | known
110937 | WOBURN_R2 | ISONE | 101 | 115 | 110 | 561 | known
110938 | WOBURN_R3 | ISONE | 101 | 115 | 110 | 561 | known
110961 | WOBURN | ISONE | 101 | 14.4 | 110 | 561 | known
110986 | WOBURN_R | ISONE | 101 | 345 | 110 | 561 | known
110757 | LEXINGTON | ISONE | 101 | 345 | 110 | 562 | known |  | 42.4451 | -71.2663
110806 | LEXINGTON | ISONE | 101 | 115 | 110 | 562 | known
110939 | LEXINGTON_C | ISONE | 101 | 115 | 110 | 562 | known
110965 | LEXINGTON | ISONE | 101 | 13.8 | 110 | 562 | known
111800 | LEXINGTON_R | ISONE | 101 | 345 | 110 | 562 | known
110758 | N. CAMBRIDGE | ISONE | 101 | 345 | 110 | 563 | known |  | 42.3915 | -71.1431
110815 | N. CAMBRIDGE | ISONE | 101 | 115 | 110 | 563 | known
110940 | N CAMBRDG_R1 | ISONE | 101 | 115 | 110 | 563 | known
110941 | N CAMBRDG_R2 | ISONE | 101 | 115 | 110 | 563 | known
111111 | ALEWIFE | ISONE | 101 | 13.8 | 110 | 563 | known
111801 | N.CAMBRIDG_R | ISONE | 101 | 345 | 110 | 563 | known
110759 | MYSTIC MA | ISONE | 101 | 345 | 110 | 564 | known |  | 42.393 | -71.068
110760 | 349XY | ISONE | 101 | 345 | 110 | 564 | known |  | 42.393 | -71.068
110762 | MYSTIC G8 | ISONE | 101 | 345 | 110 | 564 | known
110818 | MYSTIC MA | ISONE | 101 | 115 | 110 | 564 | known
110820 | MYSTIC GIS | ISONE | 101 | 115 | 110 | 564 | known
110821 | MYSTIC_R | ISONE | 101 | 115 | 110 | 564 | known
110823 | MYSTIC_C | ISONE | 101 | 115 | 110 | 564 | known
110934 | MYSTIC 110C | ISONE | 101 | 99 | 110 | 564 | known
110972 | MYSTIC GNBS1 | ISONE | 101 | 13.8 | 110 | 564 | known
110973 | MYSTIC GNBS2 | ISONE | 101 | 13.8 | 110 | 564 | known
110974 | MYSTIC GNBS3 | ISONE | 101 | 13.8 | 110 | 564 | known
110975 | MYSTIC S1 | ISONE | 101 | 25.1 | 110 | 564 | known
110976 | MYSTIC S2 | ISONE | 101 | 25.1 | 110 | 564 | known
110977 | MYSTIC GENTI | ISONE | 101 | 13.8 | 110 | 564 | known
110978 | MYSTIC 24CMD | ISONE | 101 | 13.8 | 110 | 564 | known
111063 | MYSTIC 7GT | ISONE | 101 | 22 | 110 | 564 | known
111067 | MYSTIC GT 8A | ISONE | 101 | 16 | 110 | 564 | known
111069 | MYSTIC GT 9A | ISONE | 101 | 16 | 110 | 564 | known
111071 | MYSTIC GT 8B | ISONE | 101 | 16 | 110 | 564 | known
111072 | MYSTIC GT 9B | ISONE | 101 | 16 | 110 | 564 | known
111802 | MYSTIC_R | ISONE | 101 | 345 | 110 | 564 | known
114445 | GATEWAY 38_T | ISONE | 101 | 23 | 111 | 564 | known
110766 | KINGSTON ST | ISONE | 101 | 345 | 110 | 565 | unknown |  | 42.353 | -71.0599 | 42.3396 | -71.0385 | 575 | 42.3396 | -71.0385 | 575
110767 | KINGSTON_2 | ISONE | 101 | 345 | 110 | 565 | unknown |  | 42.353 | -71.0599 | 42.3396 | -71.0385 | 575 | 42.3396 | -71.0385 | 575
110830 | KINGSTN ST W | ISONE | 101 | 115 | 110 | 565 | unknown |  | 42.353 | -71.0599 | 42.3396 | -71.0385 | 575 | 42.3396 | -71.0385 | 575
110831 | KINGSTN ST E | ISONE | 101 | 115 | 110 | 565 | unknown |  | 42.353 | -71.0599 | 42.3396 | -71.0385 | 575 | 42.3396 | -71.0385 | 575
110832 | KINGSTN ST A | ISONE | 101 | 115 | 110 | 565 | unknown |  | 42.353 | -71.0599 | 42.3396 | -71.0385 | 575 | 42.3396 | -71.0385 | 575
110833 | KINGSTN ST B | ISONE | 101 | 115 | 110 | 565 | unknown |  | 42.353 | -71.0599 | 42.3396 | -71.0385 | 575 | 42.3396 | -71.0385 | 575
110995 | KINGSTON ST | ISONE | 101 | 14.4 | 110 | 565 | unknown |  |  |  | 42.3396 | -71.0385 | 575 | 42.3396 | -71.0385 | 575
110770 | W MEDWAY A | ISONE | 101 | 345 | 110 | 566 | known |  | 42.1391 | -71.4483
110772 | W MEDWAY B | ISONE | 101 | 345 | 110 | 566 | known |  | 42.1391 | -71.4483
110793 | W MEDWAY B | ISONE | 101 | 230 | 110 | 566 | known
110794 | W MEDWAY A | ISONE | 101 | 230 | 110 | 566 | known
110950 | W MEDWAY J2 | ISONE | 101 | 13.8 | 110 | 566 | known
110951 | W MEDWAY JET | ISONE | 101 | 13.8 | 110 | 566 | known
115016 | NGR_3520_NST | ISONE | 101 | 345 | 111 | 566 | known
110774 | NEA BELLNGHM | ISONE | 101 | 345 | 110 | 567 | known |  | 42.1106 | -71.4535
111084 | NEA BELL GT1 | ISONE | 101 | 13.8 | 110 | 567 | known
111085 | NEA BELL GT2 | ISONE | 101 | 13.8 | 110 | 567 | known
111086 | NEA BELL ST1 | ISONE | 101 | 13.8 | 110 | 567 | known
110780 | WEST WALPOLE | ISONE | 101 | 345 | 110 | 568 | known |  | 42.1314 | -71.2683
110784 | W.WALPOLE_R | ISONE | 101 | 345 | 110 | 568 | known
110895 | WEST WALPOLE | ISONE | 101 | 115 | 110 | 568 | known
110781 | HOLBROOK | ISONE | 101 | 345 | 110 | 569 | known |  | 42.1672 | -70.9984
110900 | HOLBROOK | ISONE | 101 | 115 | 110 | 569 | known
110908 | E.HOLBRK TAP | ISONE | 101 | 115 | 110 | 569 | known
110783 | PILGRIM | ISONE | 101 | 345 | 110 | 570 | known |  | 41.9433 | -70.5796
111094 | PILGRIM | ISONE | 101 | 22.8 | 110 | 570 | known
110785 | ANP BLACKSTN | ISONE | 101 | 345 | 110 | 571 | known |  | 44.7401 | -68.754
111095 | ANP BLKSTN 1 | ISONE | 101 | 21 | 110 | 571 | known
111096 | ANP BLKSTN 2 | ISONE | 101 | 21 | 110 | 571 | known
110787 | SUDBURY | ISONE | 101 | 230 | 110 | 572 | known
110872 | SUDBURY | ISONE | 101 | 115 | 110 | 572 | known |  | 42.3601 | -71.397
110943 | SUDBURY_R1 | ISONE | 101 | 115 | 110 | 572 | known
110944 | SUDBURY_R2 | ISONE | 101 | 115 | 110 | 572 | known
110945 | SUDBURY_C2 | ISONE | 101 | 115 | 110 | 572 | known
110958 | SUDBURY_C1 | ISONE | 101 | 115 | 110 | 572 | known
111030 | SUDBURY | ISONE | 101 | 13.8 | 110 | 572 | known
110788 | HYDE PARK | ISONE | 101 | 345 | 110 | 573 | known
110791 | HYDE PARK | ISONE | 101 | 115 | 110 | 573 | known
110891 | HYDE PARK A | ISONE | 101 | 115 | 110 | 573 | known |  | 42.2735 | -71.1206
110892 | HYDE PARK B | ISONE | 101 | 115 | 110 | 573 | known |  | 42.2735 | -71.1206
111045 | HYDE PARK | ISONE | 101 | 14.4 | 110 | 573 | known
110789 | WALTHAM | ISONE | 101 | 230 | 110 | 574 | known |  | 42.3779 | -71.2632
110809 | WALTHAM B | ISONE | 101 | 115 | 110 | 574 | known |  | 42.3779 | -71.2632
110822 | WALTHAM A | ISONE | 101 | 115 | 110 | 574 | known |  | 42.3779 | -71.2632
110967 | WALTHAM | ISONE | 101 | 13.8 | 110 | 574 | known |  | 42.3779 | -71.2632
110987 | WALT PS-D | ISONE | 101 | 115 | 110 | 574 | known |  | 42.3779 | -71.2632
110988 | WALT PS-F | ISONE | 101 | 115 | 110 | 574 | known |  | 42.3779 | -71.2632
110790 | K STREET 1 | ISONE | 101 | 345 | 110 | 575 | known |  | 42.3396 | -71.0385
110836 | K STREET 1 | ISONE | 101 | 115 | 110 | 575 | known
110837 | K STREET 2 | ISONE | 101 | 115 | 110 | 575 | known
110860 | K STREET_R1 | ISONE | 101 | 115 | 110 | 575 | known
110863 | ES132-538HE | ISONE | 101 | 115 | 110 | 575 | known
110942 | L STREET | ISONE | 101 | 115 | 110 | 575 | known
110954 | K STREET_C2 | ISONE | 101 | 115 | 110 | 575 | known
110955 | K STREET_C1 | ISONE | 101 | 115 | 110 | 575 | known
110997 | L STREET JET | ISONE | 101 | 14.4 | 110 | 575 | known
111000 | L STREET L-7 | ISONE | 101 | 14.4 | 110 | 575 | known
111807 | K_ST_345_R2 | ISONE | 101 | 345 | 110 | 575 | known
111808 | K_ST_345_R1 | ISONE | 101 | 345 | 110 | 575 | known
111809 | K STREET 3_R | ISONE | 101 | 345 | 110 | 575 | known |  | 42.3396 | -71.0387
110795 | FRAMINGHAM | ISONE | 101 | 230 | 110 | 576 | unknown |  | 42.2682 | -71.3984 | 42.2715 | -71.2394 | 611 | 42.2715 | -71.2394 | 611
110870 | FRAMINGHAM | ISONE | 101 | 115 | 110 | 576 | unknown |  | 42.2682 | -71.3984 | 42.2715 | -71.2394 | 611 | 42.2715 | -71.2394 | 611
110957 | FRAMINGHAM_C | ISONE | 101 | 115 | 110 | 576 | unknown |  | 42.2682 | -71.3984 | 42.2715 | -71.2394 | 611 | 42.2715 | -71.2394 | 611
111028 | FRAMINGHAM | ISONE | 101 | 13.8 | 110 | 576 | unknown |  |  |  | 42.2715 | -71.2394 | 611 | 42.2715 | -71.2394 | 611
110798 | NORWOOD OLD | ISONE | 101 | 13.8 | 110 | 577 | unknown
110883 | NORWOOD 502 | ISONE | 101 | 115 | 110 | 577 | unknown |  | 42.1777 | -71.188
110884 | NORWOOD 509 | ISONE | 101 | 115 | 110 | 577 | unknown |  | 42.1777 | -71.188
110800 | N WOBURN A | ISONE | 101 | 115 | 110 | 578 | unknown |  | 42.5089 | -71.1267 | [6 empty] | Dragon Court
110801 | N WOBURN B | ISONE | 101 | 115 | 110 | 578 | unknown |  | 42.5089 | -71.1267 | [6 empty] | Dragon Court
110921 | N WOBURN T3 | ISONE | 101 | 115 | 110 | 578 | unknown |  | 42.5089 | -71.1267 | [6 empty] | Dragon Court
110962 | N WOBURN | ISONE | 101 | 13.8 | 110 | 578 | unknown
110804 | BURLINGTN MA | ISONE | 101 | 115 | 110 | 579 | unknown |  | 42.4755 | -71.2143 | 42.4623 | -71.154 | 561 | 42.4623 | -71.154 | 561
110963 | BURLINGTN MA | ISONE | 101 | 13.8 | 110 | 579 | unknown |  |  |  | 42.4623 | -71.154 | 561 | 42.4623 | -71.154 | 561
110805 | HARTWELL | ISONE | 101 | 115 | 110 | 580 | unknown |  | 42.4705 | -71.2573 | 42.4451 | -71.2663 | 562 | 42.4451 | -71.2663 | 562
110825 | HARTWELL_CAP | ISONE | 101 | 115 | 110 | 580 | unknown |  | 42.4705 | -71.2573 | 42.4451 | -71.2663 | 562 | 42.4451 | -71.2663 | 562
110948 | HARTWELL_C2 | ISONE | 101 | 115 | 110 | 580 | unknown |  | 42.4705 | -71.2573 | 42.4451 | -71.2663 | 562 | 42.4451 | -71.2663 | 562
110964 | HARTWELL | ISONE | 101 | 14.4 | 110 | 580 | unknown |  |  |  | 42.4451 | -71.2663 | 562 | 42.4451 | -71.2663 | 562
110807 | TRAPELO RD B | ISONE | 101 | 115 | 110 | 581 | known |  | 42.4144 | -71.252
110808 | TRAPELO RD A | ISONE | 101 | 115 | 110 | 581 | known |  | 42.4144 | -71.252
110966 | TRAPELO ROAD | ISONE | 101 | 13.8 | 110 | 581 | known
110811 | WATERTWN 520 | ISONE | 101 | 115 | 110 | 582 | known |  | 42.3651 | -71.1793
110812 | WATERTWN 521 | ISONE | 101 | 115 | 110 | 582 | known |  | 42.3651 | -71.1793
110968 | WATERTOWN | ISONE | 101 | 13.8 | 110 | 582 | known
110813 | BRIGHTON A | ISONE | 101 | 115 | 110 | 583 | unknown |  | 42.3572 | -71.1317 | 42.3915 | -71.1431 | 563 | 42.3915 | -71.1431 | 563
110814 | BRIGHTON B | ISONE | 101 | 115 | 110 | 583 | unknown |  | 42.3572 | -71.1317 | 42.3915 | -71.1431 | 563 | 42.3915 | -71.1431 | 563
110969 | BRIGHTON | ISONE | 101 | 13.8 | 110 | 583 | unknown |  |  |  | 42.3915 | -71.1431 | 563 | 42.3915 | -71.1431 | 563
110983 | MATEP_DIESEL | ISONE | 101 | 13.8 | 110 | 583 | unknown |  |  |  | 42.3915 | -71.1431 | 563 | 42.3915 | -71.1431 | 563
110984 | MATEP_CC | ISONE | 101 | 13.8 | 110 | 583 | unknown |  |  |  | 42.3915 | -71.1431 | 563 | 42.3915 | -71.1431 | 563
110816 | SOMERVIL 510 | ISONE | 101 | 115 | 110 | 584 | unknown |  | 42.3779 | -71.0953 | 42.393 | -71.068 | 564 | 42.393 | -71.068 | 564
110817 | SOMERVIL 511 | ISONE | 101 | 115 | 110 | 584 | unknown |  | 42.3779 | -71.0953 | 42.393 | -71.068 | 564 | 42.393 | -71.068 | 564
110971 | SOMERVILLE | ISONE | 101 | 13.8 | 110 | 584 | unknown |  |  |  | 42.393 | -71.068 | 564 | 42.393 | -71.068 | 564
111019 | SOMVL_510_CS | ISONE | 101 | 115 | 110 | 584 | unknown |  | 42.3779 | -71.0953 | 42.393 | -71.068 | 564 | 42.393 | -71.068 | 564
111020 | SOMVL_511_CS | ISONE | 101 | 115 | 110 | 584 | unknown |  | 42.3779 | -71.0953 | 42.393 | -71.068 | 564 | 42.393 | -71.068 | 564
111108 | PROSPECT 1 | ISONE | 101 | 13.8 | 110 | 584 | unknown |  |  |  | 42.393 | -71.068 | 564 | 42.393 | -71.068 | 564
110819 | CHELSEA MA | ISONE | 101 | 115 | 110 | 585 | unknown |  | 42.3949 | -71.0249 |  |  |  | 42.393 | -71.068 | 564
110824 | CHELSEA_C | ISONE | 101 | 115 | 110 | 585 | unknown |  | 42.3949 | -71.0249 |  |  |  | 42.393 | -71.068 | 564
110979 | CHELSEA | ISONE | 101 | 13.8 | 110 | 585 | unknown | [6 empty] | 42.393 | -71.068 | 564
110828 | ANDRWS SQ 24 | ISONE | 101 | 115 | 110 | 586 | unknown |  | 42.3291 | -71.0585 | 42.3396 | -71.0385 | 575 | 42.3396 | -71.0385 | 575
110829 | ANDRWS SQ 25 | ISONE | 101 | 115 | 110 | 586 | unknown |  | 42.3291 | -71.0585 | 42.3396 | -71.0385 | 575 | 42.3396 | -71.0385 | 575
111003 | ANDRWS SQ AC | ISONE | 101 | 13.8 | 110 | 586 | unknown |  |  |  | 42.3396 | -71.0385 | 575 | 42.3396 | -71.0385 | 575
111004 | ANDRWS SQ BD | ISONE | 101 | 13.8 | 110 | 586 | unknown |  |  |  | 42.3396 | -71.0385 | 575 | 42.3396 | -71.0385 | 575
110834 | HIGH ST 510 | ISONE | 101 | 115 | 110 | 587 | unknown |  | 42.3539 | -71.0552 | 42.3396 | -71.0385 | 575 | 42.3396 | -71.0385 | 575
110835 | HIGH ST 511 | ISONE | 101 | 115 | 110 | 587 | unknown |  | 42.3539 | -71.0552 | 42.3396 | -71.0385 | 575 | 42.3396 | -71.0385 | 575
110996 | HIGH STREET | ISONE | 101 | 14.4 | 110 | 587 | unknown |  |  |  | 42.3396 | -71.0385 | 575 | 42.3396 | -71.0385 | 575
110840 | DEWAR ST A | ISONE | 101 | 115 | 110 | 588 | unknown |  | 42.3087 | -71.0551 | 42.3396 | -71.0385 | 575 | 42.3396 | -71.0385 | 575
110841 | DEWAR ST B | ISONE | 101 | 115 | 110 | 588 | unknown |  | 42.3087 | -71.0551 | 42.3396 | -71.0385 | 575 | 42.3396 | -71.0385 | 575
111005 | DEWAR ST A | ISONE | 101 | 14.4 | 110 | 588 | unknown |  |  |  | 42.3396 | -71.0385 | 575 | 42.3396 | -71.0385 | 575
111006 | DEWAR ST B | ISONE | 101 | 14.4 | 110 | 588 | unknown |  |  |  | 42.3396 | -71.0385 | 575 | 42.3396 | -71.0385 | 575
114777 | NG517-524NST | ISONE | 101 | 115 | 111 | 588 | unknown |  | 42.3087 | -71.0551 | 42.3396 | -71.0385 | 575 | 42.3396 | -71.0385 | 575
114778 | NG517-525NST | ISONE | 101 | 115 | 111 | 588 | unknown |  | 42.3087 | -71.0551 | 42.3396 | -71.0385 | 575 | 42.3396 | -71.0385 | 575
110842 | CHATHAM 516 | ISONE | 101 | 115 | 110 | 589 | unknown |  | 42.3595 | -71.0549 |  |  |  | 42.393 | -71.068 | 564
110843 | CHATHAM 517 | ISONE | 101 | 115 | 110 | 589 | unknown |  | 42.3595 | -71.0549 |  |  |  | 42.393 | -71.068 | 564
111001 | CHAT_516_CS | ISONE | 101 | 115 | 110 | 589 | unknown |  | 42.3595 | -71.0549 |  |  |  | 42.393 | -71.068 | 564
111002 | CHAT_517_CS | ISONE | 101 | 115 | 110 | 589 | unknown |  | 42.3595 | -71.0549 |  |  |  | 42.393 | -71.068 | 564
111007 | CHATHAM ST | ISONE | 101 | 14.4 | 110 | 589 | unknown | [6 empty] | 42.393 | -71.068 | 564
110844 | HAWKINS 516 | ISONE | 101 | 115 | 110 | 590 | unknown |  | 42.362 | -71.0606 | 42.393 | -71.068 | 564 | 42.393 | -71.068 | 564
110845 | HAWKINS 517 | ISONE | 101 | 115 | 110 | 590 | unknown |  | 42.362 | -71.0606 | 42.393 | -71.068 | 564 | 42.393 | -71.068 | 564
111008 | HAWKINS ST | ISONE | 101 | 13.8 | 110 | 590 | unknown |  |  |  | 42.393 | -71.068 | 564 | 42.393 | -71.068 | 564
110846 | MBTA | ISONE | 101 | 115 | 110 | 591 | unknown |  |  |  | 42.3396 | -71.0385 | 575 | 42.3396 | -71.0385 | 575 | Massachusetts Bay Transportation Authority
110865 | MBTA_2 | ISONE | 101 | 115 | 110 | 591 | unknown |  |  |  | 42.3396 | -71.0385 | 575 | 42.3396 | -71.0385 | 575 | Massachusetts Bay Transportation Authority
111009 | MBTA | ISONE | 101 | 14.4 | 110 | 591 | unknown |  |  |  | 42.3396 | -71.0385 | 575 | 42.3396 | -71.0385 | 575
110847 | DEER ISLAND | ISONE | 101 | 115 | 110 | 592 | unknown |  | 42.3499 | -70.9612 | 42.3396 | -71.0385 | 575 | 42.3396 | -71.0385 | 575
111010 | MWRA | ISONE | 101 | 14.4 | 110 | 592 | unknown |  |  |  | 42.3396 | -71.0385 | 575 | 42.3396 | -71.0385 | 575
110848 | CARVER ST 12 | ISONE | 101 | 115 | 110 | 593 | unknown |  | 42.3502 | -71.0663 |  |  |  | 42.3396 | -71.0385 | 575
110849 | CARVER ST 13 | ISONE | 101 | 115 | 110 | 593 | unknown |  | 42.3502 | -71.0663 |  |  |  | 42.3396 | -71.0385 | 575
111011 | CARVER ST | ISONE | 101 | 14.4 | 110 | 593 | unknown | [6 empty] | 42.3396 | -71.0385 | 575
110850 | SCOTIA ST512 | ISONE | 101 | 115 | 110 | 594 | unknown |  | 42.3465 | -71.0856 |  |  |  | 42.3915 | -71.1431 | 563
110851 | SCOTIA ST513 | ISONE | 101 | 115 | 110 | 594 | unknown |  | 42.3465 | -71.0856 |  |  |  | 42.3915 | -71.1431 | 563
111012 | SCOTIA ST | ISONE | 101 | 14.4 | 110 | 594 | unknown | [6 empty] | 42.3915 | -71.1431 | 563
110852 | COLBURN 510 | ISONE | 101 | 115 | 110 | 595 | unknown |  | 42.3316 | -71.1109 |  |  |  | 42.3396 | -71.0385 | 575
110853 | COLBURN 511 | ISONE | 101 | 115 | 110 | 595 | unknown |  | 42.3316 | -71.1109 |  |  |  | 42.3396 | -71.0385 | 575
110946 | COLBURN ST A | ISONE | 101 | 13.8 | 110 | 595 | unknown | [6 empty] | 42.3396 | -71.0385 | 575
110947 | COLBURN ST B | ISONE | 101 | 13.8 | 110 | 595 | unknown | [6 empty] | 42.3396 | -71.0385 | 575
110985 | MATEP 3 | ISONE | 101 | 13.8 | 110 | 595 | unknown | [6 empty] | 42.3396 | -71.0385 | 575
110993 | COLBURN 510B | ISONE | 101 | 115 | 110 | 595 | unknown |  | 42.3316 | -71.1109 |  |  |  | 42.3396 | -71.0385 | 575
110994 | COLBURN 511B | ISONE | 101 | 115 | 110 | 595 | unknown |  | 42.3316 | -71.1109 |  |  |  | 42.3396 | -71.0385 | 575
110856 | E 1ST ST_B&C | ISONE | 101 | 115 | 110 | 596 | unknown |  |  |  | 42.3396 | -71.0385 | 575 | 42.3396 | -71.0385 | 575
110857 | E 1ST ST_D | ISONE | 101 | 115 | 110 | 596 | unknown |  |  |  | 42.3396 | -71.0385 | 575 | 42.3396 | -71.0385 | 575
111013 | E 1ST ST_B&C | ISONE | 101 | 13.8 | 110 | 596 | unknown |  |  |  | 42.3396 | -71.0385 | 575 | 42.3396 | -71.0385 | 575
111014 | E 1ST ST_D | ISONE | 101 | 13.8 | 110 | 596 | unknown |  |  |  | 42.3396 | -71.0385 | 575 | 42.3396 | -71.0385 | 575
110858 | E 1ST ST_A | ISONE | 101 | 115 | 110 | 597 | unknown |  |  |  | 42.3396 | -71.0385 | 575 | 42.3396 | -71.0385 | 575
111015 | E 1ST ST_A | ISONE | 101 | 13.8 | 110 | 597 | unknown |  |  |  | 42.3396 | -71.0385 | 575 | 42.3396 | -71.0385 | 575
110864 | EEAGLE ST | ISONE | 101 | 115 | 110 | 598 | unknown |  | 42.3823 | -71.0273 | 42.393 | -71.068 | 564 | 42.393 | -71.068 | 564
110991 | EEAGLE ST | ISONE | 101 | 14 | 110 | 598 | unknown |  |  |  | 42.393 | -71.068 | 564 | 42.393 | -71.068 | 564
110866 | MEDWAY | ISONE | 101 | 115 | 110 | 599 | known |  | 42.1365 | -71.4476
111025 | MEDWAY | ISONE | 101 | 13.8 | 110 | 599 | known
115025 | NG_C129N_NST | ISONE | 101 | 115 | 111 | 599 | known
110867 | WMDWY J3 TAP | ISONE | 101 | 115 | 110 | 600 | unknown |  | 42.1391 | -71.4483 | 42.1365 | -71.4476 | 599 | 42.1365 | -71.4476 | 599 | West Medway
111083 | W MEDWAY J3 | ISONE | 101 | 13.8 | 110 | 600 | unknown |  |  |  | 42.1365 | -71.4476 | 599 | 42.1365 | -71.4476 | 599
110868 | SHERBORN | ISONE | 101 | 115 | 110 | 601 | unknown |  | 42.2567 | -71.411 |  |  |  | 42.1365 | -71.4476 | 599
111026 | SHERBORN | ISONE | 101 | 14.4 | 110 | 601 | unknown | [6 empty] | 42.1365 | -71.4476 | 599
110869 | W FRAMINGHAM | ISONE | 101 | 115 | 110 | 602 | unknown |  | 42.2982 | -71.4815
110956 | W FRMNGHAM_C | ISONE | 101 | 115 | 110 | 602 | unknown |  | 42.2982 | -71.4815
111027 | W FRAMINGHAM | ISONE | 101 | 13.8 | 110 | 602 | unknown
110871 | SPEEN STREET | ISONE | 101 | 115 | 110 | 603 | unknown |  | 42.3116 | -71.3879 | [5 empty] | 572
111029 | SPEEN ST | ISONE | 101 | 14.4 | 110 | 603 | unknown | [8 empty] | 572
110873 | MAYNARD A | ISONE | 101 | 115 | 110 | 604 | unknown |  | 42.4365 | -71.4308 |  |  | 572 |  |  | 572
110874 | MAYNARD B | ISONE | 101 | 115 | 110 | 604 | unknown |  | 42.4365 | -71.4308 |  |  | 572 |  |  | 572
110917 | ES219-532CM | ISONE | 101 | 115 | 110 | 604 | unknown |  | 42.4365 | -71.4308 |  |  | 572 |  |  | 572
110918 | ES219-533CM | ISONE | 101 | 115 | 110 | 604 | unknown |  | 42.4365 | -71.4308 |  |  | 572 |  |  | 572
111031 | MAYNARD | ISONE | 101 | 14.4 | 110 | 604 | unknown | [5 empty] | 572 |  |  | 572
110877 | PASSMOTIE | ISONE | 101 | 115 | 110 | 605 | unknown |  | 42.1746 | -71.5375
110930 | HOPKINTON501 | ISONE | 101 | 115 | 110 | 605 | unknown |  | 42.1746 | -71.5375
110931 | HOPKINTON502 | ISONE | 101 | 115 | 110 | 605 | unknown |  | 42.1746 | -71.5375
111032 | PURCHASE A | ISONE | 101 | 13.8 | 110 | 605 | unknown
111033 | PURCHASE B | ISONE | 101 | 13.8 | 110 | 605 | unknown
111038 | HOP110SEC3 | ISONE | 101 | 13.8 | 110 | 605 | unknown
110878 | SAXONVILLE | ISONE | 101 | 115 | 110 | 606 | unknown |  | 42.324 | -71.3863 |  |  | 572 |  |  | 572
111035 | SAXONVILLE | ISONE | 101 | 13.8 | 110 | 606 | unknown | [5 empty] | 572 |  |  | 572
110879 | HOLLISTON | ISONE | 101 | 115 | 110 | 607 | unknown |  | 42.2066 | -71.4009 | 42.1365 | -71.4476 | 599 | 42.1365 | -71.4476 | 599
111034 | HOLLISTON | ISONE | 101 | 13.8 | 110 | 607 | unknown |  |  |  | 42.1365 | -71.4476 | 599 | 42.1365 | -71.4476 | 599
110880 | ELLIS AVENUE | ISONE | 101 | 115 | 110 | 608 | unknown |  | 42.2061 | -71.1852
110882 | ELLIS AVE T2 | ISONE | 101 | 13.8 | 110 | 608 | unknown
110885 | ELLIS AVE T1 | ISONE | 101 | 13.8 | 110 | 608 | unknown
110919 | ELLIS AVE T3 | ISONE | 101 | 13.8 | 110 | 608 | unknown
110886 | BAKER ST PS1 | ISONE | 101 | 115 | 110 | 609 | known |  | 42.28 | -71.1689
110887 | BAKER ST PS2 | ISONE | 101 | 115 | 110 | 609 | known |  | 42.28 | -71.1689
110888 | BAKER ST A | ISONE | 101 | 115 | 110 | 609 | known |  | 42.28 | -71.1689
110889 | BAKER ST B | ISONE | 101 | 115 | 110 | 609 | known |  | 42.28 | -71.1689
110923 | BAKER ST_C1 | ISONE | 101 | 115 | 110 | 609 | known |  | 42.28 | -71.1689
110924 | BAKER ST_C2 | ISONE | 101 | 115 | 110 | 609 | known |  | 42.28 | -71.1689
111042 | BAKER ST | ISONE | 101 | 24 | 110 | 609 | known |  | 42.28 | -71.1689
110890 | NEWTON HGHLD | ISONE | 101 | 115 | 110 | 610 | known |  | 42.3172 | -71.2117
111044 | NEWTON HGHLD | ISONE | 101 | 13.8 | 110 | 610 | known
111051 | NEWTON_C | ISONE | 101 | 115 | 110 | 610 | known
110893 | NEEDHAM | ISONE | 101 | 115 | 110 | 611 | known |  | 42.2715 | -71.2394
110907 | NEEDHAM TAP | ISONE | 101 | 115 | 110 | 611 | known |  | 42.2715 | -71.2394
111046 | NEEDHAM | ISONE | 101 | 13.8 | 110 | 611 | known
110894 | DOVER MA | ISONE | 101 | 115 | 110 | 612 | unknown |  | 42.2038 | -71.2534 | 42.1314 | -71.2683 | 568 | 42.1314 | -71.2683 | 568
110959 | DOVER MA_C | ISONE | 101 | 115 | 110 | 612 | unknown |  | 42.2038 | -71.2534 | 42.1314 | -71.2683 | 568 | 42.1314 | -71.2683 | 568
111047 | DOVER MA A | ISONE | 101 | 13.8 | 110 | 612 | unknown |  |  |  | 42.1314 | -71.2683 | 568 | 42.1314 | -71.2683 | 568
111050 | DOVER MA B | ISONE | 101 | 13.8 | 110 | 612 | unknown |  |  |  | 42.1314 | -71.2683 | 568 | 42.1314 | -71.2683 | 568
110896 | WALPOLE 508 | ISONE | 101 | 115 | 110 | 613 | unknown |  | 42.1303 | -71.2561 | 42.1314 | -71.2683 | 568 | 42.1314 | -71.2683 | 568
110897 | WALPOLE 509 | ISONE | 101 | 115 | 110 | 613 | unknown |  | 42.1303 | -71.2561 | 42.1314 | -71.2683 | 568 | 42.1314 | -71.2683 | 568
110913 | WALPOLE 502 | ISONE | 101 | 115 | 110 | 613 | unknown |  | 42.1303 | -71.2561 | 42.1314 | -71.2683 | 568 | 42.1314 | -71.2683 | 568
111048 | WALPOLE | ISONE | 101 | 14.4 | 110 | 613 | unknown |  |  |  | 42.1314 | -71.2683 | 568 | 42.1314 | -71.2683 | 568
110898 | CANTON 508 | ISONE | 101 | 115 | 110 | 614 | unknown |  | 42.1569 | -71.155
110899 | CANTON 502 | ISONE | 101 | 115 | 110 | 614 | unknown |  | 42.1569 | -71.155
110912 | CANTON T3 | ISONE | 101 | 115 | 110 | 614 | unknown |  | 42.1569 | -71.155
111049 | CANTON | ISONE | 101 | 13.8 | 110 | 614 | unknown
110901 | EDGAR | ISONE | 101 | 115 | 110 | 615 | known |  | 42.2 | -71
110902 | EDGAR_R1 | ISONE | 101 | 115 | 110 | 615 | known
110960 | EDGAR_R2 | ISONE | 101 | 115 | 110 | 615 | known
111092 | EDGAR ST | ISONE | 101 | 18 | 110 | 615 | known
111093 | EDGAR GT1 | ISONE | 101 | 16 | 110 | 615 | known
111097 | EDGAR GT2 | ISONE | 101 | 16 | 110 | 615 | known
110914 | CONCORD MUN1 | ISONE | 101 | 115 | 110 | 616 | unknown |  | 42.4376 | -71.4265 | [5 empty] | 572
110915 | CONCORD MUN2 | ISONE | 101 | 115 | 110 | 616 | unknown |  | 42.4376 | -71.4265 | [5 empty] | 572
110916 | CONCORD MUNI | ISONE | 101 | 13.8 | 110 | 616 | unknown | [8 empty] | 572
110926 | ELECTRAV | ISONE | 101 | 115 | 110 | 617 | unknown |  | 42.3572 | -71.1548 | 42.3651 | -71.1793 | 582 | 42.3651 | -71.1793 | 582 | Electric Avenue
110970 | ELECTRAV14 | ISONE | 101 | 13.8 | 110 | 617 | unknown |  |  |  | 42.3651 | -71.1793 | 582 | 42.3651 | -71.1793 | 582
110927 | SEAFOODWAY | ISONE | 101 | 115 | 110 | 618 | unknown |  | 42.3482 | -71.033 | 42.3396 | -71.0385 | 575 | 42.3396 | -71.0385 | 575
110992 | SEAFOODWAY | ISONE | 101 | 14 | 110 | 618 | unknown |  |  |  | 42.3396 | -71.0385 | 575 | 42.3396 | -71.0385 | 575
110980 | CHELSEA 445 | ISONE | 101 | 13.8 | 110 | 619 | unknown |  |  |  | 42.393 | -71.068 | 564 | 42.393 | -71.068 | 564
110981 | CHELSEA 1 | ISONE | 101 | 25.1 | 110 | 619 | unknown |  |  |  | 42.393 | -71.068 | 564 | 42.393 | -71.068 | 564
110982 | CHELSEA 2 | ISONE | 101 | 25.1 | 110 | 619 | unknown |  |  |  | 42.393 | -71.068 | 564 | 42.393 | -71.068 | 564
110989 | BLAIR POND | ISONE | 101 | 115 | 110 | 620 | unknown |  | 42.3956 | -71.1574 | 42.3915 | -71.1431 | 563 | 42.3915 | -71.1431 | 563
110990 | BLAIR POND | ISONE | 101 | 13.8 | 110 | 620 | unknown |  |  |  | 42.3915 | -71.1431 | 563 | 42.3915 | -71.1431 | 563
111079 | WMDWY_115 | ISONE | 101 | 115 | 110 | 621 | unknown |  | 42.1391 | -71.4483 | 42.1365 | -71.4476 | 599 | 42.1365 | -71.4476 | 599
111080 | W MEDWAY J4 | ISONE | 101 | 13.8 | 110 | 621 | unknown |  |  |  | 42.1365 | -71.4476 | 599 | 42.1365 | -71.4476 | 599
111081 | W MEDWAY J5 | ISONE | 101 | 13.8 | 110 | 621 | unknown |  |  |  | 42.1365 | -71.4476 | 599 | 42.1365 | -71.4476 | 599
111082 | WMDWY_99 | ISONE | 101 | 99 | 110 | 621 | unknown |  | 42.1391 | -71.4483 | 42.1365 | -71.4476 | 599 | 42.1365 | -71.4476 | 599
111103 | PUTNAM 36 | ISONE | 101 | 115 | 110 | 622 | unknown |  | 42.3638 | -71.1141 | 42.3599 | -71.0854 | 624 | 42.3599 | -71.0854 | 624
111110 | PUTNAM 1 | ISONE | 101 | 13.8 | 110 | 622 | unknown |  |  |  | 42.3599 | -71.0854 | 624 | 42.3599 | -71.0854 | 624
111113 | PUTNAM 40 | ISONE | 101 | 115 | 110 | 622 | unknown |  | 42.3638 | -71.1141 | 42.3599 | -71.0854 | 624 | 42.3599 | -71.0854 | 624
111125 | PUTNAM 2 | ISONE | 101 | 13.8 | 110 | 622 | unknown |  |  |  | 42.3599 | -71.0854 | 624 | 42.3599 | -71.0854 | 624
111104 | KENDALL | ISONE | 101 | 115 | 110 | 623 | known |  | 42.3631 | -71.0801
111123 | KENDALL ST B | ISONE | 101 | 13.8 | 110 | 623 | known
111126 | KENDALL CT | ISONE | 101 | 18 | 110 | 623 | known |  | 42.3631 | -71.0801
111105 | E CAMBRIDGE | ISONE | 101 | 115 | 110 | 624 | known |  | 42.3599 | -71.0854
111127 | E CAMBRIDGE | ISONE | 101 | 13.8 | 110 | 624 | known
111133 | CARVER | ISONE | 101 | 345 | 110 | 625 | known |  | 41.8982 | -70.7885
111139 | CARVER | ISONE | 101 | 115 | 110 | 625 | known
111134 | W BARNSTABLE | ISONE | 101 | 345 | 110 | 626 | known |  | 41.6862 | -70.3501
111135 | W BARNSTABLE | ISONE | 101 | 115 | 110 | 626 | known
111136 | KINGSTON | ISONE | 101 | 115 | 110 | 627 | unknown |  | 42.0052 | -70.7564 |  |  | 870 |  |  | 870
111173 | KINGSTN 192X | ISONE | 101 | 23 | 110 | 627 | unknown | [5 empty] | 870 |  |  | 870
111174 | KINGSTN 193X | ISONE | 101 | 23 | 110 | 627 | unknown | [5 empty] | 870 |  |  | 870
111140 | ROCHESTR 114 | ISONE | 101 | 115 | 110 | 628 | unknown |  | 41.7383 | -70.8501 |  |  |  | 41.8982 | -70.7885 | 625
111175 | ROCHESTR 114 | ISONE | 101 | 13.2 | 110 | 628 | unknown | [6 empty] | 41.8982 | -70.7885 | 625
111142 | VALLEYNB 113 | ISONE | 101 | 115 | 110 | 629 | unknown |  | 41.7829 | -70.6013 | [6 empty] | VALLEY NB
111170 | VALLEYNB 113 | ISONE | 101 | 23 | 110 | 629 | unknown
111144 | BROOK STREET | ISONE | 101 | 115 | 110 | 630 | unknown |  | 41.9657 | -70.7667 |  |  | 870 |  |  | 870
111161 | BROOK ST 1X | ISONE | 101 | 23 | 110 | 630 | unknown | [5 empty] | 870 |  |  | 870
111145 | W. POND 132 | ISONE | 101 | 115 | 110 | 631 | unknown |  | 41.9274 | -70.703 | [5 empty] | 870 | West Pond
111171 | WEST POND 1X | ISONE | 101 | 23 | 110 | 631 | unknown | [8 empty] | 870
111146 | W. POND 133 | ISONE | 101 | 115 | 110 | 632 | unknown |  | 41.9274 | -70.703 | [5 empty] | 870 | West Pond
111172 | WEST POND 2X | ISONE | 101 | 23 | 110 | 632 | unknown | [8 empty] | 870
111147 | MARSHFIELD | ISONE | 101 | 115 | 110 | 633 | unknown |  | 42.0804 | -70.6952
111176 | MARSHFIELD | ISONE | 101 | 23 | 110 | 633 | unknown
111148 | DUXBURY 117 | ISONE | 101 | 115 | 110 | 634 | unknown |  | 42.0539 | -70.7227 | [5 empty] | 870
111166 | DUXBURY 117X | ISONE | 101 | 23 | 110 | 634 | unknown | [8 empty] | 870
111150 | MANOMET | ISONE | 101 | 115 | 110 | 635 | unknown |  | 41.9191 | -70.5775
111178 | MANOMET | ISONE | 101 | 23 | 110 | 635 | unknown
111151 | ROCHESTR 112 | ISONE | 101 | 115 | 110 | 636 | unknown |  | 41.7383 | -70.8501 |  |  |  | 41.8982 | -70.7885 | 625
111177 | ROCHESTR 112 | ISONE | 101 | 13.2 | 110 | 636 | unknown | [6 empty] | 41.8982 | -70.7885 | 625
111153 | DUXBURY 191 | ISONE | 101 | 115 | 110 | 637 | unknown |  | 42.0539 | -70.7227 | [5 empty] | 870
111167 | DUXBURY 191X | ISONE | 101 | 23 | 110 | 637 | unknown | [8 empty] | 870
111154 | SEMASS | ISONE | 101 | 115 | 110 | 638 | unknown |  | 41.8057 | -70.7821 | [6 empty] | Southeastern Massachusetts
111188 | SEMASS G1 | ISONE | 101 | 13.8 | 110 | 638 | unknown
111189 | SEMASS G2 | ISONE | 101 | 13.8 | 110 | 638 | unknown
111156 | VALLEYNB 108 | ISONE | 101 | 115 | 110 | 639 | unknown |  | 41.7829 | -70.6013
111179 | VALLEYNB 108 | ISONE | 101 | 23 | 110 | 639 | unknown
111152 | WAREHAM 113 | ISONE | 101 | 115 | 110 | 640 | unknown |  | 41.7883 | -70.6919 |  |  |  | 41.8982 | -70.7885 | 625
111155 | WAREHAM 108 | ISONE | 101 | 115 | 110 | 640 | unknown |  | 41.7883 | -70.6919 |  |  |  | 41.8982 | -70.7885 | 625
111159 | WAREHAM | ISONE | 101 | 115 | 110 | 640 | unknown |  | 41.7883 | -70.6919 |  |  |  | 41.8982 | -70.7885 | 625
111169 | WAREHAM | ISONE | 101 | 23 | 110 | 640 | unknown | [6 empty] | 41.8982 | -70.7885 | 625
111137 | TREMONT S | ISONE | 101 | 115 | 110 | 641 | unknown |  | 41.8014 | -70.7644 | 41.8982 | -70.7885 | 625 | 41.8982 | -70.7885 | 625
111141 | TREMONT N | ISONE | 101 | 115 | 110 | 641 | unknown |  | 41.8014 | -70.7644 | 41.8982 | -70.7885 | 625 | 41.8982 | -70.7885 | 625
111165 | TREMONT 114X | ISONE | 101 | 23 | 110 | 641 | unknown |  |  |  | 41.8982 | -70.7885 | 625 | 41.8982 | -70.7885 | 625
111168 | TREMONT 113X | ISONE | 101 | 23 | 110 | 641 | unknown |  |  |  | 41.8982 | -70.7885 | 625 | 41.8982 | -70.7885 | 625
111315 | TREMONT 114 | ISONE | 101 | 115 | 110 | 641 | unknown |  | 41.8014 | -70.7644 | 41.8982 | -70.7885 | 625 | 41.8982 | -70.7885 | 625
111318 | TREMONT 113 | ISONE | 101 | 115 | 110 | 641 | unknown |  | 41.8014 | -70.7644 | 41.8982 | -70.7885 | 625 | 41.8982 | -70.7885 | 625
111180 | BW_WAREH82 | ISONE | 101 | 23 | 110 | 642 | unknown
111181 | BW-PV_1 | ISONE | 101 | 0.4 | 110 | 642 | unknown
111182 | BW-PV_2 | ISONE | 101 | 0.4 | 110 | 642 | unknown
111183 | BW-PV_3 | ISONE | 101 | 0.4 | 110 | 642 | unknown
111193 | CANAL | ISONE | 101 | 345 | 110 | 643 | known |  | 41.7694 | -70.5097
111219 | CANAL 120 | ISONE | 101 | 115 | 110 | 643 | known
111222 | CANAL 121 | ISONE | 101 | 115 | 110 | 643 | known
111226 | CANAL 126 | ISONE | 101 | 115 | 110 | 643 | known
111251 | CANAL G1 | ISONE | 101 | 18 | 110 | 643 | known
111252 | CANAL G2 | ISONE | 101 | 18 | 110 | 643 | known |  | 41.7694 | -70.5097
111204 | FALMOUTH 115 | ISONE | 101 | 115 | 110 | 644 | known |  | 41.5637 | -70.6115
111205 | FALMOUTH 107 | ISONE | 101 | 115 | 110 | 644 | known
111227 | FALMOUTH 115 | ISONE | 101 | 23 | 110 | 644 | known
111228 | FALMOUTH 107 | ISONE | 101 | 23 | 110 | 644 | known
111249 | FALMOUTH T2 | ISONE | 101 | 23 | 110 | 644 | known
111250 | 73 BREAKER | ISONE | 101 | 23 | 110 | 644 | known
111408 | FALMOUTH T2 | ISONE | 101 | 115 | 110 | 644 | known
111208 | HARWICH ASEA | ISONE | 101 | 115 | 110 | 645 | unknown |  | 41.6871 | -70.1007 | 41.686 | -70.2846 | 12332 | 41.686 | -70.2846 | 12332
111218 | HARWICH MCGR | ISONE | 101 | 115 | 110 | 645 | unknown |  | 41.6871 | -70.1007 | 41.686 | -70.2846 | 12332 | 41.686 | -70.2846 | 12332
111229 | HARWICH ASEA | ISONE | 101 | 23 | 110 | 645 | unknown |  |  |  | 41.686 | -70.2846 | 12332 | 41.686 | -70.2846 | 12332
111238 | HARWICH MCGR | ISONE | 101 | 23 | 110 | 645 | unknown |  |  |  | 41.686 | -70.2846 | 12332 | 41.686 | -70.2846 | 12332
111282 | HARWICH 119 | ISONE | 101 | 115 | 110 | 645 | unknown |  | 41.6871 | -70.1007 | 41.686 | -70.2846 | 12332 | 41.686 | -70.2846 | 12332
111283 | HARWICH 139 | ISONE | 101 | 115 | 110 | 645 | unknown |  | 41.6871 | -70.1007 | 41.686 | -70.2846 | 12332 | 41.686 | -70.2846 | 12332
111404 | HARWICH_C | ISONE | 101 | 115 | 110 | 645 | unknown |  | 41.6871 | -70.1007 | 41.686 | -70.2846 | 12332 | 41.686 | -70.2846 | 12332
115970 | LOTHROP AVE | ISONE | 101 | 115 | 111 | 645 | unknown |  | 41.6871 | -70.1007 | 41.686 | -70.2846 | 12332 | 41.686 | -70.2846 | 12332
115972 | LOTHROP AVE | ISONE | 101 | 46 | 111 | 645 | unknown |  |  |  | 41.686 | -70.2846 | 12332 | 41.686 | -70.2846 | 12332
111209 | HATCHVILLE | ISONE | 101 | 115 | 110 | 646 | unknown |  | 41.6305 | -70.5878 |  |  | 12333 |  |  | 12333
111230 | HATCHVILLE | ISONE | 101 | 23 | 110 | 646 | unknown | [5 empty] | 12333 |  |  | 12333
111210 | HYANNIS_J124 | ISONE | 101 | 115 | 110 | 647 | unknown |  | 41.6735 | -70.281 | 41.686 | -70.2846 | 12332 | 41.686 | -70.2846 | 12332 | Hyannis Junction
111211 | HYANNIS_J123 | ISONE | 101 | 115 | 110 | 647 | unknown |  | 41.6735 | -70.281 | 41.686 | -70.2846 | 12332 | 41.686 | -70.2846 | 12332 | Hyannis Junction
111231 | HYANNIS_J 2X | ISONE | 101 | 23 | 110 | 647 | unknown |  |  |  | 41.686 | -70.2846 | 12332 | 41.686 | -70.2846 | 12332
111232 | HYANNIS_J 1X | ISONE | 101 | 23 | 110 | 647 | unknown |  |  |  | 41.686 | -70.2846 | 12332 | 41.686 | -70.2846 | 12332
111340 | HYANNIS_J 3X | ISONE | 101 | 23 | 110 | 647 | unknown |  |  |  | 41.686 | -70.2846 | 12332 | 41.686 | -70.2846 | 12332
111341 | HYAN_J_PSSMO | ISONE | 101 | 115 | 110 | 647 | unknown |  | 41.6735 | -70.281 | 41.686 | -70.2846 | 12332 | 41.686 | -70.2846 | 12332 | Hyannis Junction
111402 | HYANNIS J_C | ISONE | 101 | 115 | 110 | 647 | unknown |  | 41.6735 | -70.281 | 41.686 | -70.2846 | 12332 | 41.686 | -70.2846 | 12332 | Hyannis Junction
111212 | MASHPEE_136 | ISONE | 101 | 115 | 110 | 648 | unknown |  | 41.6264 | -70.4727 | 41.6862 | -70.3501 | 626 | 41.6862 | -70.3501 | 626
111215 | MASHPEE_137 | ISONE | 101 | 115 | 110 | 648 | unknown |  | 41.6264 | -70.4727 | 41.6862 | -70.3501 | 626 | 41.6862 | -70.3501 | 626
111225 | MASHPEE T2 | ISONE | 101 | 23 | 110 | 648 | unknown |  |  |  | 41.6862 | -70.3501 | 626 | 41.6862 | -70.3501 | 626
111233 | MASHPEE | ISONE | 101 | 23 | 110 | 648 | unknown |  |  |  | 41.6862 | -70.3501 | 626 | 41.6862 | -70.3501 | 626
111399 | MASHPEE_C | ISONE | 101 | 115 | 110 | 648 | unknown |  | 41.6264 | -70.4727 | 41.6862 | -70.3501 | 626 | 41.6862 | -70.3501 | 626
111403 | MASHPEE | ISONE | 101 | 115 | 110 | 648 | unknown |  | 41.6264 | -70.4727 | 41.6862 | -70.3501 | 626 | 41.6862 | -70.3501 | 626
111213 | ORLEANS 139 | ISONE | 101 | 115 | 110 | 649 | unknown |  | 41.7803 | -69.999
111221 | ORLEANS 118 | ISONE | 101 | 115 | 110 | 649 | unknown |  | 41.7803 | -69.999
111234 | ORLEANS 1X | ISONE | 101 | 23 | 110 | 649 | unknown
111243 | ORLEANS 2X | ISONE | 101 | 23 | 110 | 649 | unknown
111405 | ORLEANS_C | ISONE | 101 | 115 | 110 | 649 | unknown |  | 41.7803 | -69.999
111214 | OTIS | ISONE | 101 | 115 | 110 | 650 | unknown |  | 41.7189 | -70.579 |  |  | 12333 |  |  | 12333
111235 | OTIS | ISONE | 101 | 23 | 110 | 650 | unknown | [5 empty] | 12333 |  |  | 12333
111216 | WELLFLEET | ISONE | 101 | 115 | 110 | 651 | unknown |  | 41.9473 | -70.0177
111237 | WELLFLT MOL | ISONE | 101 | 23 | 110 | 651 | unknown
111239 | WELLFLT GE | ISONE | 101 | 23 | 110 | 651 | unknown
111236 | SANDWICH | ISONE | 101 | 23 | 110 | 652 | unknown | [6 empty] | 41.686 | -70.2846 | 12332
111245 | SANDWICH 122 | ISONE | 101 | 115 | 110 | 652 | unknown |  | 41.7175 | -70.4664 |  |  |  | 41.686 | -70.2846 | 12332
111240 | PAVE PAWS | ISONE | 101 | 23 | 110 | 653 | unknown
111244 | PAVEPAWS 122 | ISONE | 101 | 115 | 110 | 653 | unknown |  | 41.752 | -70.5459
111246 | OAK ST 122 | ISONE | 101 | 115 | 110 | 654 | unknown |  | 41.6871 | -70.3498 | 41.686 | -70.2846 | 12332 | 41.686 | -70.2846 | 12332
111247 | OAK STREET | ISONE | 101 | 23 | 110 | 654 | unknown |  |  |  | 41.686 | -70.2846 | 12332 | 41.686 | -70.2846 | 12332
111248 | WEST TISBURY | ISONE | 101 | 14.4 | 110 | 655 | unknown |  |  |  | 41.5637 | -70.6115 | 644 | 41.5637 | -70.6115 | 644
111254 | WEST TISBURY | ISONE | 101 | 23 | 110 | 655 | unknown |  |  |  | 41.5637 | -70.6115 | 644 | 41.5637 | -70.6115 | 644
111255 | BELLRCK EAST | ISONE | 101 | 34.5 | 110 | 656 | unknown
111314 | BELLRCK WEST | ISONE | 101 | 34.5 | 110 | 656 | unknown
115727 | BELLROCK | ISONE | 101 | 115 | 111 | 656 | unknown |  | 41.7375 | -71.0867 | [6 empty] | Bell Rock Road
115746 | BELLROCK_C1 | ISONE | 101 | 115 | 111 | 656 | unknown |  | 41.7375 | -71.0867 | [6 empty] | Bell Rock Road
115748 | BLLRK_L14_TE | ISONE | 101 | 115 | 111 | 656 | unknown |  | 41.7375 | -71.0867 | [6 empty] | Bell Rock Road
111256 | CANAL 3 CTG | ISONE | 101 | 25 | 110 | 657 | known |  | 41.7694 | -70.5097
111303 | CANAL 3 GSU | ISONE | 101 | 345 | 110 | 657 | known |  | 41.7694 | -70.5097
111258 | PINE ST 143 | ISONE | 101 | 115 | 110 | 658 | unknown |  | 41.6296 | -70.921
111259 | PINE ST 130 | ISONE | 101 | 115 | 110 | 658 | unknown |  | 41.6296 | -70.921
111261 | PINE ST R1 | ISONE | 101 | 115 | 110 | 658 | unknown |  | 41.6296 | -70.921
111262 | PINE ST R2 | ISONE | 101 | 115 | 110 | 658 | unknown |  | 41.6296 | -70.921
111263 | PINE ST 142 | ISONE | 101 | 115 | 110 | 658 | unknown |  | 41.6296 | -70.921
111291 | PINE ST MA | ISONE | 101 | 13.2 | 110 | 658 | unknown
111260 | ACUSHNET TAP | ISONE | 101 | 115 | 110 | 659 | unknown |  | 41.6708 | -70.9137
111264 | ACUSHNET 112 | ISONE | 101 | 115 | 110 | 659 | unknown |  | 41.6708 | -70.9137
111292 | ACUSHNET 112 | ISONE | 101 | 13.2 | 110 | 659 | unknown
111294 | ACUSHNET 114 | ISONE | 101 | 13.2 | 110 | 659 | unknown
111265 | FISHER ROAD | ISONE | 101 | 115 | 110 | 660 | unknown |  | 41.5922 | -71.0317
111295 | FISHER ROAD | ISONE | 101 | 13.2 | 110 | 660 | unknown
111302 | FISHER RD 1 | ISONE | 101 | 13.2 | 110 | 660 | unknown
111267 | CROSS RD 109 | ISONE | 101 | 115 | 110 | 661 | unknown |  | 41.6494 | -71.0074 | [6 empty] | High Hill
111275 | CROSS RD 111 | ISONE | 101 | 115 | 110 | 661 | unknown |  | 41.6494 | -71.0074 | [6 empty] | High Hill
111296 | CROSS RD 109 | ISONE | 101 | 13.2 | 110 | 661 | unknown
111297 | CROSS RD 111 | ISONE | 101 | 13.2 | 110 | 661 | unknown
111268 | INDUSTRL PRK | ISONE | 101 | 115 | 110 | 662 | unknown |  | 41.7194 | -70.9492
111298 | IND PRK 111X | ISONE | 101 | 13.2 | 110 | 662 | unknown
111299 | IND PRK 112X | ISONE | 101 | 13.2 | 110 | 662 | unknown
111319 | INDUST_PK112 | ISONE | 101 | 115 | 110 | 662 | unknown |  | 41.7194 | -70.9492
111271 | CRYSTAL SPG | ISONE | 101 | 115 | 110 | 663 | unknown |  | 41.6739 | -70.8322 | [6 empty] | Crystal Spring
111300 | CRYSTAL SPG | ISONE | 101 | 13.2 | 110 | 663 | unknown
111272 | ARSENE 112 | ISONE | 101 | 115 | 110 | 664 | unknown |  | 41.6399 | -70.8752
111301 | ARSENE | ISONE | 101 | 13.2 | 110 | 664 | unknown
111273 | WING LANE | ISONE | 101 | 115 | 110 | 665 | unknown |  | 41.6774 | -70.8972
111276 | WINGLANE 114 | ISONE | 101 | 115 | 110 | 665 | unknown |  | 41.6774 | -70.8972
111287 | WING_LANE_C2 | ISONE | 101 | 115 | 110 | 665 | unknown |  | 41.6774 | -70.8972
111288 | WNG LN PASMO | ISONE | 101 | 115 | 110 | 665 | unknown |  | 41.6774 | -70.8972
111293 | WING LANE | ISONE | 101 | 13.2 | 110 | 665 | unknown
111313 | WING LANE T2 | ISONE | 101 | 13.2 | 110 | 665 | unknown
111406 | WINGLANE_C | ISONE | 101 | 115 | 110 | 665 | unknown |  | 41.6774 | -70.8972
111279 | DARTMTH PWR | ISONE | 101 | 115 | 110 | 666 | unknown |  | 41.6734 | -70.9992
111316 | DARTMTH PWRA | ISONE | 101 | 13.8 | 110 | 666 | unknown
111317 | DARTMTH PWRB | ISONE | 101 | 13.8 | 110 | 666 | unknown
111344 | QP624_ON_PR2 | ISONE | 101 | 115 | 110 | 667 | known
111345 | QP624_ON_PR1 | ISONE | 101 | 115 | 110 | 667 | known
111346 | QP624_SC2 | ISONE | 101 | 33 | 110 | 667 | known |  | 43.9536 | -69.6954
111347 | QP624_SC1 | ISONE | 101 | 33 | 110 | 667 | known |  | 43.9536 | -69.6954
111348 | QP624_ON_HV2 | ISONE | 101 | 220 | 110 | 667 | known
111349 | QP624_ON_HV1 | ISONE | 101 | 220 | 110 | 667 | known
111350 | QP624_ONS_M1 | ISONE | 101 | 99 | 110 | 667 | known |  | 43.9536 | -69.6954
111351 | QP624_ONS_M2 | ISONE | 101 | 99 | 110 | 667 | known |  | 43.9536 | -69.6954
111369 | QP624_ON_SH1 | ISONE | 101 | 115 | 110 | 667 | known
111370 | QP624_ON_SH2 | ISONE | 101 | 115 | 110 | 667 | known
111354 | QP624_S2_HV | ISONE | 101 | 220 | 110 | 668 | unknown | Link | 41.686 | -70.2846 | [6 empty] | Vineyard Wind 1
111355 | QP624_HV_OP | ISONE | 101 | 220 | 110 | 668 | unknown | Link | 41.686 | -70.2846
111357 | QP624_S2_MVB | ISONE | 101 | 66 | 110 | 668 | unknown
111358 | QP624_S2_MVA | ISONE | 101 | 66 | 110 | 668 | unknown
111356 | QP624_S1_HV | ISONE | 101 | 220 | 110 | 669 | unknown | Link | 41.686 | -70.2846
111359 | QP624_S1_MVB | ISONE | 101 | 66 | 110 | 669 | unknown
111360 | QP624_S1_MVA | ISONE | 101 | 66 | 110 | 669 | unknown
111361 | QP624_COL2_B | ISONE | 101 | 66 | 110 | 670 | unknown
111365 | QP624-2B | ISONE | 101 | 0.69 | 110 | 670 | unknown
111362 | QP624_COL2_A | ISONE | 101 | 66 | 110 | 671 | unknown
111366 | QP624-2A | ISONE | 101 | 0.69 | 110 | 671 | unknown
111363 | QP624_COL1_B | ISONE | 101 | 66 | 110 | 672 | unknown
111367 | QP624-1B | ISONE | 101 | 0.69 | 110 | 672 | unknown
111364 | QP624_COL1_A | ISONE | 101 | 66 | 110 | 673 | unknown
111368 | QP624-1A | ISONE | 101 | 0.69 | 110 | 673 | unknown
111719 | POTTER STATN | ISONE | 101 | 115 | 110 | 674 | unknown |  | 42.234 | -70.9676
111721 | POTTER STN_R | ISONE | 101 | 115 | 110 | 674 | unknown |  | 42.234 | -70.9676
111722 | TA WATSON 1 | ISONE | 101 | 13.8 | 110 | 674 | unknown
111723 | TA WATSON 2 | ISONE | 101 | 13.8 | 110 | 674 | unknown
111726 | TA WATSON | ISONE | 101 | 115 | 110 | 674 | unknown |  | 42.234 | -70.9676
111727 | POTTER T2 | ISONE | 101 | 99 | 110 | 674 | unknown |  | 42.234 | -70.9676
111728 | POTTER 2 CT | ISONE | 101 | 13.8 | 110 | 674 | unknown
111729 | POTTER 2 ST | ISONE | 101 | 13.8 | 110 | 674 | unknown
113000 | TREASURE VLY | ISONE | 101 | 115 | 111 | 675 | unknown |  | 42.3203 | -71.985 |  |  |  | 42.3603 | -71.7759 | 713
113140 | SOLTERRA TAP | ISONE | 101 | 24 | 111 | 675 | unknown | [6 empty] | 42.3603 | -71.7759 | 713
113322 | CHAFFINS_B54 | ISONE | 101 | 69 | 111 | 675 | unknown |  | 42.3387 | -71.8389 |  |  |  | 42.3603 | -71.7759 | 713
113368 | TREASURE VLY | ISONE | 101 | 13.8 | 111 | 675 | unknown | [6 empty] | 42.3603 | -71.7759 | 713
113918 | CHAFFINS 1 | ISONE | 101 | 13.8 | 111 | 675 | unknown | [6 empty] | 42.3603 | -71.7759 | 713
113001 | BEAR SWAMP | ISONE | 101 | 230 | 111 | 676 | known |  | 42.6841 | -72.9499
113008 | BEAR SWAMP | ISONE | 101 | 115 | 111 | 676 | known
113087 | BEAR SWAMP | ISONE | 101 | 13.8 | 111 | 676 | known
113126 | BEARSWAMP_C1 | ISONE | 101 | 115 | 111 | 676 | known
113147 | BEARSWAMP_C2 | ISONE | 101 | 115 | 111 | 676 | known
113004 | LITL REST RD | ISONE | 101 | 115 | 111 | 677 | unknown |  | 42.1639 | -72.1928 |  |  |  | 42.1286 | -71.9971 | 712 | LITTLE REST ROAD
113076 | LITL REST RD | ISONE | 101 | 13.2 | 111 | 677 | unknown | [6 empty] | 42.1286 | -71.9971 | 712
113127 | WARREN_LRRD | ISONE | 101 | 13.2 | 111 | 677 | unknown | [6 empty] | 42.1286 | -71.9971 | 712
113128 | WARREN_A | ISONE | 101 | 0.342 | 111 | 677 | unknown | [6 empty] | 42.1286 | -71.9971 | 712
113129 | WARREN_B | ISONE | 101 | 0.342 | 111 | 677 | unknown | [6 empty] | 42.1286 | -71.9971 | 712
113130 | WARREN_C | ISONE | 101 | 0.36 | 111 | 677 | unknown | [6 empty] | 42.1286 | -71.9971 | 712
113005 | ADAMS | ISONE | 101 | 115 | 111 | 678 | unknown |  | 42.6546 | -73.1059
113040 | ADAMS | ISONE | 101 | 69 | 111 | 678 | unknown |  | 42.6546 | -73.1059
113063 | ADAMS T3 | ISONE | 101 | 99 | 111 | 678 | unknown |  | 42.6546 | -73.1059
113086 | ADAMS | ISONE | 101 | 23 | 111 | 678 | unknown
113006 | BARRE A127 | ISONE | 101 | 115 | 111 | 679 | unknown |  | 42.3913 | -72.099
113083 | BARRE MA 2 | ISONE | 101 | 13.8 | 111 | 679 | unknown
113007 | BARRE B128 | ISONE | 101 | 115 | 111 | 680 | unknown |  | 42.3913 | -72.099
113082 | BARRE MA T1 | ISONE | 101 | 13.8 | 111 | 680 | unknown
113009 | DEERFIELD 4 | ISONE | 101 | 115 | 111 | 681 | unknown |  | 42.6929 | -72.9574 | 42.6841 | -72.9499 | 676 | 42.6841 | -72.9499 | 676
113046 | DEERFIELD 4 | ISONE | 101 | 69 | 111 | 681 | unknown |  | 42.6929 | -72.9574 | 42.6841 | -72.9499 | 676 | 42.6841 | -72.9499 | 676
113100 | DEERFIELD 4G | ISONE | 101 | 2.4 | 111 | 681 | unknown |  |  |  | 42.6841 | -72.9499 | 676 | 42.6841 | -72.9499 | 676
113012 | PALMER | ISONE | 101 | 115 | 111 | 682 | unknown |  | 42.1451 | -72.3029 |  |  |  | 42.195 | -72.4468 | 904
113057 | PALMER | ISONE | 101 | 69 | 111 | 682 | unknown |  | 42.1451 | -72.3029 |  |  |  | 42.195 | -72.4468 | 904
113059 | PALMER T5 | ISONE | 101 | 99 | 111 | 682 | unknown |  | 42.1451 | -72.3029 |  |  |  | 42.195 | -72.4468 | 904
113060 | PALMER T6 | ISONE | 101 | 99 | 111 | 682 | unknown |  | 42.1451 | -72.3029 |  |  |  | 42.195 | -72.4468 | 904
113072 | PALMER | ISONE | 101 | 13.2 | 111 | 682 | unknown | [6 empty] | 42.195 | -72.4468 | 904
113073 | PALMER | ISONE | 101 | 23 | 111 | 682 | unknown | [6 empty] | 42.195 | -72.4468 | 904
113014 | THORNDIKE | ISONE | 101 | 115 | 111 | 683 | unknown |  | 42.1989 | -72.3446
113075 | THORNDIKE | ISONE | 101 | 13.2 | 111 | 683 | unknown
113015 | WENDELL DEP | ISONE | 101 | 115 | 111 | 684 | unknown | Vermont Yankee | 42.5949 | -72.3647
113085 | WENDELL DEP | ISONE | 101 | 13.8 | 111 | 684 | unknown
113017 | FLORENCE JCT | ISONE | 101 | 115 | 111 | 685 | unknown |  | 42.3301 | -72.6831
113090 | FLORENCE JCT | ISONE | 101 | 13.8 | 111 | 685 | unknown
113013 | SHERMAN TAP | ISONE | 101 | 115 | 111 | 686 | unknown |  | 42.729 | -72.9312
113018 | SHERMAN | ISONE | 101 | 115 | 111 | 686 | unknown |  | 42.729 | -72.9312
113104 | SHERMAN HYD | ISONE | 101 | 2.4 | 111 | 686 | unknown
113021 | DEERFIELD 5 | ISONE | 101 | 69 | 111 | 687 | unknown |  | 42.6931 | -72.9574
113101 | DEERFIELD 5G | ISONE | 101 | 13.8 | 111 | 687 | unknown
113102 | FIFE BROOK | ISONE | 101 | 13.8 | 111 | 687 | unknown
113025 | SHAKER ROAD | ISONE | 101 | 69 | 111 | 688 | unknown |  | 42.0487 | -72.5213
113074 | SHAKER RD T2 | ISONE | 101 | 13.2 | 111 | 688 | unknown
113029 | SHUTESBURY | ISONE | 101 | 69 | 111 | 689 | unknown |  | 42.426 | -72.4659
113093 | SHUTESBURY | ISONE | 101 | 13.8 | 111 | 689 | unknown
113031 | WARE | ISONE | 101 | 69 | 111 | 690 | unknown |  | 42.2745 | -72.2149
113077 | WARE | ISONE | 101 | 13.2 | 111 | 690 | unknown
113092 | WARE | ISONE | 101 | 23 | 111 | 690 | unknown
113034 | BELCHERTOWN | ISONE | 101 | 69 | 111 | 691 | unknown |  | 42.2795 | -72.396 | [6 empty] | Quabbin Tower Substation
113065 | BELCHERTOWN | ISONE | 101 | 13.2 | 111 | 691 | unknown
113036 | WILBRAHAM | ISONE | 101 | 69 | 111 | 692 | unknown |  | 42.1109 | -72.4348
113078 | WILBRAHAM | ISONE | 101 | 13.2 | 111 | 692 | unknown
113038 | ROYALSTON | ISONE | 101 | 69 | 111 | 693 | unknown |  | 42.6622 | -72.157
113084 | ROYALSTON | ISONE | 101 | 4.16 | 111 | 693 | unknown
113041 | CHESNUT HILL | ISONE | 101 | 69 | 111 | 694 | unknown |  | 42.5955 | -72.2207
113080 | CHESNUT HL S | ISONE | 101 | 13.8 | 111 | 694 | unknown
113081 | CHESNUT HL N | ISONE | 101 | 13.8 | 111 | 694 | unknown
113027 | DEERFLD 2_E5 | ISONE | 101 | 69 | 111 | 695 | unknown |  | 42.5995 | -72.7333
113042 | DEERFLD 2_F6 | ISONE | 101 | 69 | 111 | 695 | unknown |  | 42.5995 | -72.7333
113044 | DEERFIELD 2 | ISONE | 101 | 69 | 111 | 695 | unknown |  | 42.5995 | -72.7333
113098 | DEERFIELD 2G | ISONE | 101 | 2.4 | 111 | 695 | unknown
113045 | DEERFIELD 3 | ISONE | 101 | 69 | 111 | 696 | unknown |  | 42.5995 | -72.7333
113099 | DEERFIELD 3G | ISONE | 101 | 2.4 | 111 | 696 | unknown
113047 | E.LONGMDW 14 | ISONE | 101 | 69 | 111 | 697 | unknown |  | 42.0627 | -72.5066
113048 | E.LONGMDW 15 | ISONE | 101 | 69 | 111 | 697 | unknown |  | 42.0627 | -72.5066
113066 | E.LONGMDW T1 | ISONE | 101 | 13.2 | 111 | 697 | unknown
113067 | E.LONGMDW T2 | ISONE | 101 | 13.2 | 111 | 697 | unknown
113049 | WEST HAMPDEN | ISONE | 101 | 69 | 111 | 698 | unknown |  | 42.0684 | -72.4624 | 42.195 | -72.4468 | 904 | 42.195 | -72.4468 | 904
113069 | WEST HAMPDEN | ISONE | 101 | 13.2 | 111 | 698 | unknown |  |  |  | 42.195 | -72.4468 | 904 | 42.195 | -72.4468 | 904
113109 | WEST HAMPDEN | ISONE | 101 | 115 | 111 | 698 | unknown |  | 42.0684 | -72.4624 | 42.195 | -72.4468 | 904 | 42.195 | -72.4468 | 904
115047 | NU_1205_NGR | ISONE | 101 | 115 | 111 | 698 | unknown |  | 42.0684 | -72.4624 | 42.195 | -72.4468 | 904 | 42.195 | -72.4468 | 904
115048 | NU_1976_NGR | ISONE | 101 | 115 | 111 | 698 | unknown |  | 42.0684 | -72.4624 | 42.195 | -72.4468 | 904 | 42.195 | -72.4468 | 904
113037 | LASHAWAY_E5 | ISONE | 101 | 69 | 111 | 699 | unknown |  | 42.2513 | -72.0765
113052 | LASHAWAY_F6 | ISONE | 101 | 69 | 111 | 699 | unknown |  | 42.2513 | -72.0765
113053 | LASHAWAY | ISONE | 101 | 69 | 111 | 699 | unknown |  | 42.2513 | -72.0765
113070 | LASHAWAY | ISONE | 101 | 13.2 | 111 | 699 | unknown
113079 | LASHAWAY | ISONE | 101 | 23 | 111 | 699 | unknown
113039 | MEADOW ST_F6 | ISONE | 101 | 69 | 111 | 700 | unknown |  | 42.2386 | -72.0099 | [6 empty] | Meadow Road
113054 | MEADOW ST | ISONE | 101 | 69 | 111 | 700 | unknown |  | 42.2386 | -72.0099 | [6 empty] | Meadow Road
113071 | MEADOWS_L1 | ISONE | 101 | 13.2 | 111 | 700 | unknown
113058 | HOOSAC WIND | ISONE | 101 | 69 | 111 | 701 | unknown |  | 42.7216 | -72.9504
113120 | HOOSAC WIND | ISONE | 101 | 34.5 | 111 | 701 | unknown
113094 | BEARSWAMP 1X | ISONE | 101 | 230 | 111 | 702 | known |  | 42.6841 | -72.9499
113096 | BEARSWAMP 1 | ISONE | 101 | 13.8 | 111 | 702 | known |  | 42.6841 | -72.9499
113095 | BEARSWAMP 2X | ISONE | 101 | 230 | 111 | 703 | known |  | 42.6841 | -72.9499
113097 | BEARSWAMP 2 | ISONE | 101 | 13.8 | 111 | 703 | known |  | 42.6841 | -72.9499
113114 | 5 CORNERS T1 | ISONE | 101 | 13.2 | 111 | 704 | unknown
113118 | 5 CORNERS 13 | ISONE | 101 | 115 | 111 | 704 | unknown |  | 42.2497 | -72.5358
116263 | 5CORNERS13_T | ISONE | 101 | 115 | 112 | 704 | unknown |  | 42.2497 | -72.5358
113115 | 5 CORNERS T2 | ISONE | 101 | 13.2 | 111 | 705 | unknown
113119 | 5 CORNERS 34 | ISONE | 101 | 115 | 111 | 705 | unknown |  | 42.2497 | -72.5358
116264 | 5CORNERS34_T | ISONE | 101 | 115 | 112 | 705 | unknown |  | 42.2497 | -72.5358
113122 | BAKKE MTN | ISONE | 101 | 34.5 | 111 | 706 | unknown
113123 | HOOSAC CLR1 | ISONE | 101 | 0.69 | 111 | 706 | unknown
113124 | CRUM HILL | ISONE | 101 | 34.5 | 111 | 707 | unknown
113125 | HOOSAC CLR2 | ISONE | 101 | 0.69 | 111 | 707 | unknown
113136 | HARRINGTN ST | ISONE | 101 | 69 | 111 | 708 | unknown |  | 42.243 | -72.0371
113137 | HARRINGTON | ISONE | 101 | 13.2 | 111 | 708 | unknown
113138 | VUELTA_GEN | ISONE | 101 | 0.38 | 111 | 708 | unknown
113139 | OLD_WARDOUR | ISONE | 101 | 0.38 | 111 | 708 | unknown
113141 | SOLTERRA T3 | ISONE | 101 | 24 | 111 | 709 | unknown
113142 | SOLTERRA A | ISONE | 101 | 0.48 | 111 | 709 | unknown
113143 | SOLTERRA B | ISONE | 101 | 0.42 | 111 | 709 | unknown
113153 | QP797 | ISONE | 101 | 13.2 | 111 | 710 | unknown
113154 | QP797 | ISONE | 101 | 0.48 | 111 | 710 | unknown
113251 | TEMPLETON | ISONE | 101 | 69 | 111 | 711 | unknown |  | 42.5224 | -72.0698
113252 | TEMPLETON 1 | ISONE | 101 | 13.8 | 111 | 711 | unknown
113253 | TEMPLETON 2 | ISONE | 101 | 13.8 | 111 | 711 | unknown
113263 | CARPENTER HL | ISONE | 101 | 345 | 111 | 712 | known |  | 42.1286 | -71.9971
113279 | CARPENTER HL | ISONE | 101 | 115 | 111 | 712 | known |  | 42.1286 | -71.9971
113265 | WACHUSETT | ISONE | 101 | 345 | 111 | 713 | known |  | 42.3603 | -71.7759
113299 | WACHUSETT | ISONE | 101 | 115 | 111 | 713 | known
113315 | WACHUSETT | ISONE | 101 | 69 | 111 | 713 | known
113266 | PRATTS JCT | ISONE | 101 | 230 | 111 | 714 | unknown |  | 42.4714 | -71.7376 | 42.6841 | -72.9499 | 676 | 42.6841 | -72.9499 | 676
113292 | PRATTS JCT | ISONE | 101 | 115 | 111 | 714 | unknown |  | 42.4714 | -71.7376 | 42.6841 | -72.9499 | 676 | 42.6841 | -72.9499 | 676
113302 | LITCHFLD_TAP | ISONE | 101 | 115 | 111 | 714 | unknown |  | 42.4714 | -71.7376 | 42.6841 | -72.9499 | 676 | 42.6841 | -72.9499 | 676
113307 | PRATJ BANK1 | ISONE | 101 | 115 | 111 | 714 | unknown |  | 42.4714 | -71.7376 | 42.6841 | -72.9499 | 676 | 42.6841 | -72.9499 | 676
113308 | PRATJ BANK2 | ISONE | 101 | 115 | 111 | 714 | unknown |  | 42.4714 | -71.7376 | 42.6841 | -72.9499 | 676 | 42.6841 | -72.9499 | 676
113311 | PRATJ BANK1 | ISONE | 101 | 69 | 111 | 714 | unknown |  | 42.4714 | -71.7376 | 42.6841 | -72.9499 | 676 | 42.6841 | -72.9499 | 676
113331 | PRATJ BANK2 | ISONE | 101 | 69 | 111 | 714 | unknown |  | 42.4714 | -71.7376 | 42.6841 | -72.9499 | 676 | 42.6841 | -72.9499 | 676
113346 | PRATTS JCT | ISONE | 101 | 69 | 111 | 714 | unknown |  | 42.4714 | -71.7376 | 42.6841 | -72.9499 | 676 | 42.6841 | -72.9499 | 676
113357 | PRATT JCT T7 | ISONE | 101 | 99 | 111 | 714 | unknown |  | 42.4714 | -71.7376 | 42.6841 | -72.9499 | 676 | 42.6841 | -72.9499 | 676
113358 | PRATT JCT T6 | ISONE | 101 | 99 | 111 | 714 | unknown |  | 42.4714 | -71.7376 | 42.6841 | -72.9499 | 676 | 42.6841 | -72.9499 | 676
113359 | PRATT JCT T3 | ISONE | 101 | 99 | 111 | 714 | unknown |  | 42.4714 | -71.7376 | 42.6841 | -72.9499 | 676 | 42.6841 | -72.9499 | 676
113383 | PRATTS JCT | ISONE | 101 | 13.8 | 111 | 714 | unknown |  |  |  | 42.6841 | -72.9499 | 676 | 42.6841 | -72.9499 | 676
113418 | PRATTS JCT_C | ISONE | 101 | 115 | 111 | 714 | unknown |  | 42.4714 | -71.7376 | 42.6841 | -72.9499 | 676 | 42.6841 | -72.9499 | 676
113268 | MILLBURY TL1 | ISONE | 101 | 115 | 111 | 715 | unknown |  | 42.1917 | -71.7427 |  |  |  | 42.1286 | -71.9971 | 712
113269 | MILLBURY TL2 | ISONE | 101 | 115 | 111 | 715 | unknown |  | 42.1917 | -71.7427 |  |  |  | 42.1286 | -71.9971 | 712
113280 | MILLBURY TL3 | ISONE | 101 | 115 | 111 | 715 | unknown |  | 42.1917 | -71.7427 |  |  |  | 42.1286 | -71.9971 | 712
113286 | MILLBURY | ISONE | 101 | 115 | 111 | 715 | unknown |  | 42.1917 | -71.7427 |  |  |  | 42.1286 | -71.9971 | 712
113293 | MILLBURY_C1 | ISONE | 101 | 115 | 111 | 715 | unknown |  | 42.1917 | -71.7427 |  |  |  | 42.1286 | -71.9971 | 712
113338 | MILLBURY | ISONE | 101 | 69 | 111 | 715 | unknown |  | 42.1917 | -71.7427 |  |  |  | 42.1286 | -71.9971 | 712
113392 | MILLBURY4 1 | ISONE | 101 | 13.8 | 111 | 715 | unknown | [6 empty] | 42.1286 | -71.9971 | 712
113393 | MILLBURY4 2 | ISONE | 101 | 13.8 | 111 | 715 | unknown | [6 empty] | 42.1286 | -71.9971 | 712
113420 | MILLBURY_C3 | ISONE | 101 | 115 | 111 | 715 | unknown |  | 42.1917 | -71.7427 |  |  |  | 42.1286 | -71.9971 | 712
113442 | MILLBURY4 T1 | ISONE | 101 | 115 | 111 | 715 | unknown |  | 42.1917 | -71.7427 |  |  |  | 42.1286 | -71.9971 | 712
113443 | MILLBURY4 T2 | ISONE | 101 | 115 | 111 | 715 | unknown |  | 42.1917 | -71.7427 |  |  |  | 42.1286 | -71.9971 | 712
113273 | ASHBRNHM 136 | ISONE | 101 | 115 | 111 | 716 | unknown |  | 42.6168 | -71.9268 | [6 empty] | Ashburnham
113862 | ASHBURNHM 1 | ISONE | 101 | 13.8 | 111 | 716 | unknown
113274 | AYER | ISONE | 101 | 115 | 111 | 717 | unknown |  | 42.566 | -71.5932 | 42.5684 | -71.5304 | 782 | 42.5684 | -71.5304 | 782
113320 | AYER | ISONE | 101 | 69 | 111 | 717 | unknown |  | 42.566 | -71.5932 | 42.5684 | -71.5304 | 782 | 42.5684 | -71.5304 | 782
113355 | AYER T4 | ISONE | 101 | 99 | 111 | 717 | unknown |  | 42.566 | -71.5932 | 42.5684 | -71.5304 | 782 | 42.5684 | -71.5304 | 782
113356 | AYER T6 | ISONE | 101 | 99 | 111 | 717 | unknown |  | 42.566 | -71.5932 | 42.5684 | -71.5304 | 782 | 42.5684 | -71.5304 | 782
113375 | AYER B1 | ISONE | 101 | 13.8 | 111 | 717 | unknown |  |  |  | 42.5684 | -71.5304 | 782 | 42.5684 | -71.5304 | 782
113382 | AYER B2 | ISONE | 101 | 13.8 | 111 | 717 | unknown |  |  |  | 42.5684 | -71.5304 | 782 | 42.5684 | -71.5304 | 782
113276 | BLOOMINGDALE | ISONE | 101 | 115 | 111 | 718 | unknown |  | 42.2703 | -71.7639
113373 | BLOOMNGDL 1X | ISONE | 101 | 13.8 | 111 | 718 | unknown
113400 | BLOOMNGDL 2X | ISONE | 101 | 13.8 | 111 | 718 | unknown
113278 | W BOYLSTON | ISONE | 101 | 115 | 111 | 719 | unknown |  | 42.3511 | -71.7678 | 42.3603 | -71.7759 | 713 | 42.3603 | -71.7759 | 713
113427 | W BOYLSTON 2 | ISONE | 101 | 115 | 111 | 719 | unknown |  | 42.3511 | -71.7678 | 42.3603 | -71.7759 | 713 | 42.3603 | -71.7759 | 713
113900 | BOYLSTON | ISONE | 101 | 13.8 | 111 | 719 | unknown |  |  |  | 42.3603 | -71.7759 | 713 | 42.3603 | -71.7759 | 713
113901 | W BOYLSTON | ISONE | 101 | 13.8 | 111 | 719 | unknown |  |  |  | 42.3603 | -71.7759 | 713 | 42.3603 | -71.7759 | 713
113282 | FLAGG POND | ISONE | 101 | 115 | 111 | 720 | unknown |  | 42.5507 | -71.8437 |  |  |  | 42.6841 | -72.9499 | 676
113868 | FLAGG POND | ISONE | 101 | 69 | 111 | 720 | unknown |  | 42.5507 | -71.8437 |  |  |  | 42.6841 | -72.9499 | 676
115001 | NG_I135_FGE | ISONE | 101 | 115 | 111 | 720 | unknown |  | 42.5507 | -71.8437 |  |  |  | 42.6841 | -72.9499 | 676
115002 | NG_I135S_FGE | ISONE | 101 | 115 | 111 | 720 | unknown |  | 42.5507 | -71.8437 |  |  |  | 42.6841 | -72.9499 | 676
115003 | NG_J136N_FGE | ISONE | 101 | 115 | 111 | 720 | unknown |  | 42.5507 | -71.8437 |  |  |  | 42.6841 | -72.9499 | 676
115004 | NG_J136S_FGE | ISONE | 101 | 115 | 111 | 720 | unknown |  | 42.5507 | -71.8437 |  |  |  | 42.6841 | -72.9499 | 676
113283 | E WINCHENDON | ISONE | 101 | 115 | 111 | 721 | unknown |  | 42.6727 | -72.0216
113395 | E WINCHENDON | ISONE | 101 | 13.8 | 111 | 721 | unknown
113444 | QP698 | ISONE | 101 | 0.48 | 111 | 721 | unknown
113284 | GREENDALE | ISONE | 101 | 115 | 111 | 722 | unknown |  | 42.3183 | -71.7943 | 42.3603 | -71.7759 | 713 | 42.3603 | -71.7759 | 713
113362 | GREENDALE | ISONE | 101 | 13.8 | 111 | 722 | unknown |  |  |  | 42.3603 | -71.7759 | 713 | 42.3603 | -71.7759 | 713
113285 | LITCHFLD ST | ISONE | 101 | 115 | 111 | 723 | unknown |  | 42.5085 | -71.7455 |  |  |  | 42.6841 | -72.9499 | 676
113314 | LITCHFLD ST | ISONE | 101 | 69 | 111 | 723 | unknown |  | 42.5085 | -71.7455 |  |  |  | 42.6841 | -72.9499 | 676
113366 | LITCHFLD ST1 | ISONE | 101 | 13.8 | 111 | 723 | unknown | [6 empty] | 42.6841 | -72.9499 | 676
113381 | LITCHFLD ST2 | ISONE | 101 | 13.8 | 111 | 723 | unknown | [6 empty] | 42.6841 | -72.9499 | 676
113287 | NORTH OXFORD | ISONE | 101 | 115 | 111 | 724 | unknown |  | 42.153 | -71.8816 | 42.1286 | -71.9971 | 712 | 42.1286 | -71.9971 | 712
113388 | NORTH OXFORD | ISONE | 101 | 13.2 | 111 | 724 | unknown |  |  |  | 42.1286 | -71.9971 | 712 | 42.1286 | -71.9971 | 712
113425 | NORTH OXFRD1 | ISONE | 101 | 13.2 | 111 | 724 | unknown |  |  |  | 42.1286 | -71.9971 | 712 | 42.1286 | -71.9971 | 712
113288 | WHLBRATR MIL | ISONE | 101 | 115 | 111 | 725 | unknown |  | 42.2207 | -71.7677 | [6 empty] | Wheelabrator
113289 | WHLBRATR_T65 | ISONE | 101 | 115 | 111 | 725 | unknown |  | 42.2207 | -71.7677 | [6 empty] | Wheelabrator
113404 | WMI MILLBURY | ISONE | 101 | 13.8 | 111 | 725 | unknown
113290 | NASHUA ST | ISONE | 101 | 115 | 111 | 726 | unknown |  | 42.2843 | -71.7993 |  |  |  | 42.3603 | -71.7759 | 713
113374 | NASHUA ST | ISONE | 101 | 13.8 | 111 | 726 | unknown | [6 empty] | 42.3603 | -71.7759 | 713
113291 | PAXTON | ISONE | 101 | 115 | 111 | 727 | unknown |  | 42.2915 | -71.9455
113913 | PAXTON | ISONE | 101 | 13.8 | 111 | 727 | unknown
113294 | ROLFE AVENUE | ISONE | 101 | 115 | 111 | 728 | unknown |  | 42.2741 | -71.7355 |  |  |  | 42.3603 | -71.7759 | 713
113906 | SHREWSBRY R4 | ISONE | 101 | 13.8 | 111 | 728 | unknown | [6 empty] | 42.3603 | -71.7759 | 713
113907 | SHREWSBRY | ISONE | 101 | 69 | 111 | 728 | unknown |  | 42.2741 | -71.7355 |  |  |  | 42.3603 | -71.7759 | 713
113908 | SHREWSBRY R3 | ISONE | 101 | 13.8 | 111 | 728 | unknown | [6 empty] | 42.3603 | -71.7759 | 713
113295 | SNOW ST W123 | ISONE | 101 | 115 | 111 | 729 | unknown |  | 42.0828 | -72.0318 | 42.1123 | -72.0151 | 736 | 42.1123 | -72.0151 | 736
113389 | SNOW STREET2 | ISONE | 101 | 13.2 | 111 | 729 | unknown |  |  |  | 42.1123 | -72.0151 | 736 | 42.1123 | -72.0151 | 736
113296 | SNOW ST U173 | ISONE | 101 | 115 | 111 | 730 | unknown |  | 42.0828 | -72.0318 | 42.1286 | -71.9971 | 712 | 42.1286 | -71.9971 | 712
113402 | SNOW STREET1 | ISONE | 101 | 13.2 | 111 | 730 | unknown |  |  |  | 42.1286 | -71.9971 | 712 | 42.1286 | -71.9971 | 712
113298 | VERNON HILL | ISONE | 101 | 115 | 111 | 731 | unknown |  | 42.2385 | -71.7952
113370 | VERNON HILL1 | ISONE | 101 | 13.8 | 111 | 731 | unknown
113371 | VERNON HIL 2 | ISONE | 101 | 13.8 | 111 | 731 | unknown
113421 | VERNON HILC3 | ISONE | 101 | 13.8 | 111 | 731 | unknown
113422 | VERNON HILC4 | ISONE | 101 | 13.8 | 111 | 731 | unknown
113300 | W CHARLTON | ISONE | 101 | 115 | 111 | 732 | unknown |  | 42.1371 | -72.0279 | 42.1286 | -71.9971 | 712 | 42.1286 | -71.9971 | 712 | West Charlton
113390 | W CHARLTON | ISONE | 101 | 13.2 | 111 | 732 | unknown |  |  |  | 42.1286 | -71.9971 | 712 | 42.1286 | -71.9971 | 712
113301 | WEBSTER ST | ISONE | 101 | 115 | 111 | 733 | unknown |  | 42.2439 | -71.832
113372 | WEBSTER ST | ISONE | 101 | 13.8 | 111 | 733 | unknown
113303 | LAUREL CIRCL | ISONE | 101 | 115 | 111 | 734 | unknown |  | 42.5309 | -71.6703 | 42.5684 | -71.5304 | 782 | 42.5684 | -71.5304 | 782
113377 | LAUREL CIRCL | ISONE | 101 | 13.8 | 111 | 734 | unknown |  |  |  | 42.5684 | -71.5304 | 782 | 42.5684 | -71.5304 | 782
113305 | ASHBRNHM 135 | ISONE | 101 | 115 | 111 | 735 | unknown |  | 42.6168 | -71.9268
113863 | ASHBURNHM 2 | ISONE | 101 | 13.8 | 111 | 735 | unknown
113306 | MILLENIUM | ISONE | 101 | 115 | 111 | 736 | known |  | 42.1123 | -72.0151
113405 | MILLENIUM CT | ISONE | 101 | 16 | 111 | 736 | known
113406 | MILLENIUM ST | ISONE | 101 | 13.8 | 111 | 736 | known
113312 | PROSPECT T2 | ISONE | 101 | 69 | 111 | 737 | unknown |  | 42.5388 | -71.7382 | [6 empty] | Prospect Street
113347 | PROSPECT T1 | ISONE | 101 | 69 | 111 | 737 | unknown |  | 42.5388 | -71.7382 | [6 empty] | Prospect Street
113384 | PROSPECT T1 | ISONE | 101 | 13.8 | 111 | 737 | unknown
113385 | PROSPECT T2 | ISONE | 101 | 13.8 | 111 | 737 | unknown
113316 | WSTMNSTR MA | ISONE | 101 | 69 | 111 | 738 | unknown |  | 42.5506 | -71.9242
113398 | WSTMNSTR MA | ISONE | 101 | 13.8 | 111 | 738 | unknown
113318 | LEICESTER_F6 | ISONE | 101 | 69 | 111 | 739 | unknown |  | 42.2253 | -71.9067
113319 | LEICESTER | ISONE | 101 | 69 | 111 | 739 | unknown |  | 42.2253 | -71.9067
113337 | LEICESTER_E5 | ISONE | 101 | 69 | 111 | 739 | unknown |  | 42.2253 | -71.9067
113363 | LEICESTER | ISONE | 101 | 13.8 | 111 | 739 | unknown
113367 | LEICESTER 2 | ISONE | 101 | 13.8 | 111 | 739 | unknown
113321 | CHAFFINS_A53 | ISONE | 101 | 69 | 111 | 740 | unknown |  | 42.3387 | -71.8389
113919 | CHAFFINS 2 | ISONE | 101 | 13.8 | 111 | 740 | unknown
113324 | COOKS PD_A53 | ISONE | 101 | 69 | 111 | 741 | unknown |  | 42.2823 | -71.8534 | [6 empty] | Cooks Pond
113361 | COOKS POND 2 | ISONE | 101 | 13.8 | 111 | 741 | unknown
113325 | COOKS PD_B54 | ISONE | 101 | 69 | 111 | 742 | unknown |  | 42.2823 | -71.8534 | [6 empty] | Cooks Pond
113360 | COOKS POND 1 | ISONE | 101 | 13.8 | 111 | 742 | unknown
113326 | DUNSTABLE 2 | ISONE | 101 | 69 | 111 | 743 | unknown |  | 42.6716 | -71.5221
113327 | DUNSTABLE 3 | ISONE | 101 | 69 | 111 | 743 | unknown |  | 42.6716 | -71.5221
113376 | DUNSTABLE | ISONE | 101 | 13.2 | 111 | 743 | unknown
113328 | EAST WEBSTER | ISONE | 101 | 69 | 111 | 744 | unknown |  | 42.0664 | -71.864
113386 | E WEBSTR ST1 | ISONE | 101 | 13.2 | 111 | 744 | unknown
113391 | E WEBSTR ST2 | ISONE | 101 | 13.2 | 111 | 744 | unknown
113329 | E WSTNSTR_A1 | ISONE | 101 | 69 | 111 | 745 | unknown |  | 42.5482 | -71.8661 |  |  |  | 42.6841 | -72.9499 | 676
113330 | E WSTNSTR_B2 | ISONE | 101 | 69 | 111 | 745 | unknown |  | 42.5482 | -71.8661 |  |  |  | 42.6841 | -72.9499 | 676
113394 | E WSTMSTR T1 | ISONE | 101 | 13.8 | 111 | 745 | unknown | [6 empty] | 42.6841 | -72.9499 | 676
113399 | E WSTMSTR T2 | ISONE | 101 | 13.8 | 111 | 745 | unknown | [6 empty] | 42.6841 | -72.9499 | 676
113889 | PRINCETON | ISONE | 101 | 13.8 | 111 | 745 | unknown | [6 empty] | 42.6841 | -72.9499 | 676
113332 | FITCH ROAD | ISONE | 101 | 69 | 111 | 746 | unknown |  | 42.4199 | -71.7009 | 42.3603 | -71.7759 | 713 | 42.3603 | -71.7759 | 713
113378 | FITCH RD1 | ISONE | 101 | 13.8 | 111 | 746 | unknown |  |  |  | 42.3603 | -71.7759 | 713 | 42.3603 | -71.7759 | 713
113379 | FITCH RD2 | ISONE | 101 | 13.8 | 111 | 746 | unknown |  |  |  | 42.3603 | -71.7759 | 713 | 42.3603 | -71.7759 | 713
113334 | GROTON ST | ISONE | 101 | 69 | 111 | 747 | unknown |  | 42.669 | -71.5753
113380 | GROTON ST | ISONE | 101 | 13.2 | 111 | 747 | unknown
113411 | GROTON ST 2 | ISONE | 101 | 13.2 | 111 | 747 | unknown
113414 | GROTONST TAP | ISONE | 101 | 69 | 111 | 747 | unknown |  | 42.669 | -71.5753
113335 | GROTON_O42 | ISONE | 101 | 69 | 111 | 748 | unknown |  | 42.609 | -71.5384 |  |  |  | 42.5684 | -71.5304 | 782
113939 | GROTON 2 | ISONE | 101 | 13.8 | 111 | 748 | unknown | [6 empty] | 42.5684 | -71.5304 | 782
113336 | GROTON_R43 | ISONE | 101 | 69 | 111 | 749 | unknown |  | 42.609 | -71.5384 |  |  |  | 42.5684 | -71.5304 | 782
113938 | GROTON 1 | ISONE | 101 | 13.8 | 111 | 749 | unknown | [6 empty] | 42.5684 | -71.5304 | 782
113339 | N GRAFTON | ISONE | 101 | 69 | 111 | 750 | unknown |  | 42.2403 | -71.7039 | [6 empty] | North Grafton
113387 | NRTH GRAFTON | ISONE | 101 | 13.8 | 111 | 750 | unknown
113342 | CRYSTAL LAKE | ISONE | 101 | 69 | 111 | 751 | unknown |  | 42.5795 | -71.9933
113396 | CRYSTAL LAK2 | ISONE | 101 | 13.8 | 111 | 751 | unknown
113397 | CRYSTAL LAK1 | ISONE | 101 | 13.8 | 111 | 751 | unknown
113344 | PONDVILLE_E5 | ISONE | 101 | 69 | 111 | 752 | unknown |  | 42.197 | -71.821
113365 | PONDVILLE 2 | ISONE | 101 | 13.8 | 111 | 752 | unknown
113345 | PONDVILLE_F6 | ISONE | 101 | 69 | 111 | 753 | unknown |  | 42.197 | -71.821
113364 | PONDVILLE 1 | ISONE | 101 | 13.8 | 111 | 753 | unknown
113267 | STERLING_TP1 | ISONE | 101 | 115 | 111 | 754 | unknown |  | 42.4519 | -71.7374 | 42.3603 | -71.7759 | 713 | 42.3603 | -71.7759 | 713
113415 | STERLING 41N | ISONE | 101 | 115 | 111 | 754 | unknown |  | 42.4519 | -71.7374 | 42.3603 | -71.7759 | 713 | 42.3603 | -71.7759 | 713
113894 | STERLING T2 | ISONE | 101 | 13.8 | 111 | 754 | unknown |  |  |  | 42.3603 | -71.7759 | 713 | 42.3603 | -71.7759 | 713
113272 | STERLING_TP2 | ISONE | 101 | 115 | 111 | 755 | unknown |  | 42.4519 | -71.7374 | 42.3603 | -71.7759 | 713 | 42.3603 | -71.7759 | 713
113416 | STERLING 42N | ISONE | 101 | 115 | 111 | 755 | unknown |  | 42.4519 | -71.7374 | 42.3603 | -71.7759 | 713 | 42.3603 | -71.7759 | 713
113895 | STERLING T1 | ISONE | 101 | 13.8 | 111 | 755 | unknown |  |  |  | 42.3603 | -71.7759 | 713 | 42.3603 | -71.7759 | 713
113423 | BULLARD B54 | ISONE | 101 | 69 | 111 | 756 | unknown |  | 42.347 | -71.8204 | 42.3603 | -71.7759 | 713 | 42.3603 | -71.7759 | 713
113920 | BULLARD ST 1 | ISONE | 101 | 13.8 | 111 | 756 | unknown |  |  |  | 42.3603 | -71.7759 | 713 | 42.3603 | -71.7759 | 713
113424 | BULLARD A53 | ISONE | 101 | 69 | 111 | 757 | unknown |  | 42.347 | -71.8204
113921 | BULLARD ST 2 | ISONE | 101 | 13.8 | 111 | 757 | unknown
113428 | FRENCH_406L4 | ISONE | 101 | 13.2 | 111 | 758 | unknown | [6 empty] | 42.1286 | -71.9971 | 712
113429 | FRENCH_B1 | ISONE | 101 | 0.48 | 111 | 758 | unknown | [6 empty] | 42.1286 | -71.9971 | 712
113430 | FRENCH_406L2 | ISONE | 101 | 13.2 | 111 | 759 | unknown | [6 empty] | 42.1286 | -71.9971 | 712
113431 | FRENCH_A1 | ISONE | 101 | 0.48 | 111 | 759 | unknown | [6 empty] | 42.1286 | -71.9971 | 712
113432 | FRENCH_A2 | ISONE | 101 | 0.48 | 111 | 759 | unknown | [6 empty] | 42.1286 | -71.9971 | 712
113448 | CHINOOK_POI | ISONE | 101 | 115 | 111 | 760 | unknown |  |  |  | 42.8002 | -72.1484 | 191 | 42.8002 | -72.1484 | 191
113449 | CHINOOK_PARK | ISONE | 101 | 34.5 | 111 | 760 | unknown |  |  |  | 42.8002 | -72.1484 | 191 | 42.8002 | -72.1484 | 191
113450 | CHINOOK | ISONE | 101 | 34.5 | 111 | 761 | unknown | [6 empty] | 42.8002 | -72.1484 | 191
113451 | CHINOOK_PV | ISONE | 101 | 0.6 | 111 | 761 | unknown | [6 empty] | 42.8002 | -72.1484 | 191
113871 | PINETREE PWR | ISONE | 101 | 69 | 111 | 762 | unknown |  | 43.8359 | -71.1972
113877 | PINETREE PWR | ISONE | 101 | 13.8 | 111 | 762 | unknown
113909 | CENTECH_E157 | ISONE | 101 | 115 | 111 | 763 | unknown |  | 42.255 | -71.691
113910 | CENTECH T1 | ISONE | 101 | 13.8 | 111 | 763 | unknown
113911 | CENTECH T2 | ISONE | 101 | 13.8 | 111 | 763 | unknown
113924 | HUDSON | ISONE | 101 | 115 | 111 | 764 | unknown |  | 42.3869 | -71.5562 |  |  | 572 |  |  | 572
113925 | HUDSON 1X | ISONE | 101 | 13.8 | 111 | 764 | unknown | [5 empty] | 572 |  |  | 572
113926 | CHERRYST DSL | ISONE | 101 | 4.16 | 111 | 764 | unknown | [5 empty] | 572 |  |  | 572
113928 | HUDSON 2X | ISONE | 101 | 13.8 | 111 | 764 | unknown | [5 empty] | 572 |  |  | 572
113929 | HUDSON 3X | ISONE | 101 | 13.8 | 111 | 764 | unknown | [5 empty] | 572 |  |  | 572
113952 | WARD HILL | ISONE | 101 | 345 | 111 | 765 | known |  | 42.7442 | -71.1137
113993 | WARD HILL | ISONE | 101 | 115 | 111 | 765 | known
114005 | WARD HL T1_R | ISONE | 101 | 23 | 111 | 765 | known
114006 | WARD HL T2_R | ISONE | 101 | 23 | 111 | 765 | known
114065 | WARD HILL T8 | ISONE | 101 | 13.2 | 111 | 765 | known
113953 | MELROSE 4X | ISONE | 101 | 13.8 | 111 | 766 | unknown
113954 | MELROSE 5X | ISONE | 101 | 13.8 | 111 | 766 | unknown
114427 | MELROSE 158 | ISONE | 101 | 115 | 111 | 766 | unknown |  | 42.4696 | -71.0505
114428 | MELROSE 169 | ISONE | 101 | 115 | 111 | 766 | unknown |  | 42.4696 | -71.0505
114442 | MELROSE 1X2X | ISONE | 101 | 23 | 111 | 766 | unknown
113960 | BURTT RD_46 | ISONE | 101 | 115 | 111 | 767 | unknown |  | 42.6029 | -71.1688
114058 | BURTT ROAD 1 | ISONE | 101 | 13.2 | 111 | 767 | unknown
113962 | PINEHURST | ISONE | 101 | 115 | 111 | 768 | unknown |  | 42.5391 | -71.2165 |  |  |  | 42.8739 | -71.4392 | 12316
114035 | PINEHURST | ISONE | 101 | 13.2 | 111 | 768 | unknown | [6 empty] | 42.8739 | -71.4392 | 12316
113963 | S BRDWAY_51 | ISONE | 101 | 115 | 111 | 769 | unknown |  | 42.6952 | -71.1617 |  |  |  | 42.8739 | -71.4392 | 12316 | South Broadway
113985 | S BRDWAY_64 | ISONE | 101 | 115 | 111 | 769 | unknown |  | 42.6952 | -71.1617 |  |  |  | 42.8739 | -71.4392 | 12316 | South Broadway
114010 | S BROADWAY | ISONE | 101 | 23 | 111 | 769 | unknown | [6 empty] | 42.8739 | -71.4392 | 12316
114050 | MALDEN MLS_T | ISONE | 101 | 23 | 111 | 769 | unknown | [6 empty] | 42.8739 | -71.4392 | 12316
113965 | LENERGIA | ISONE | 101 | 115 | 111 | 770 | unknown |  | 42.6311 | -71.3119
114007 | LENERGIA T1 | ISONE | 101 | 99 | 111 | 770 | unknown |  | 42.6311 | -71.3119
114047 | LENERGIA CT | ISONE | 101 | 13.8 | 111 | 770 | unknown
114048 | LENERGIA ST | ISONE | 101 | 13.8 | 111 | 770 | unknown
113966 | BILERCA K137 | ISONE | 101 | 115 | 111 | 771 | unknown |  | 42.5747 | -71.2747 |  |  |  | 42.5684 | -71.5304 | 782 | Billerica
113967 | BILERCA M139 | ISONE | 101 | 115 | 111 | 771 | unknown |  | 42.5747 | -71.2747 |  |  |  | 42.5684 | -71.5304 | 782 | Billerica
114019 | BILLERICA | ISONE | 101 | 23 | 111 | 771 | unknown | [6 empty] | 42.5684 | -71.5304 | 782
114046 | BILLERICA 1 | ISONE | 101 | 13.2 | 111 | 771 | unknown | [6 empty] | 42.5684 | -71.5304 | 782
114057 | BILLERICA 2 | ISONE | 101 | 13.2 | 111 | 771 | unknown | [6 empty] | 42.5684 | -71.5304 | 782
113971 | E DRACUT_51 | ISONE | 101 | 115 | 111 | 772 | unknown |  | 42.6695 | -71.2525
114020 | EAST DRACUT | ISONE | 101 | 13.2 | 111 | 772 | unknown
113972 | E METHUEN_33 | ISONE | 101 | 115 | 111 | 773 | unknown |  | 42.7445 | -71.167 | 42.7442 | -71.1137 | 765 | 42.7442 | -71.1137 | 765
114008 | E METHUEN | ISONE | 101 | 13.2 | 111 | 773 | unknown |  |  |  | 42.7442 | -71.1137 | 765 | 42.7442 | -71.1137 | 765
114014 | E METHUEN 2 | ISONE | 101 | 13.2 | 111 | 773 | unknown |  |  |  | 42.7442 | -71.1137 | 765 | 42.7442 | -71.1137 | 765
113973 | E TWKSBRY_45 | ISONE | 101 | 115 | 111 | 774 | unknown |  | 42.6155 | -71.1897 |  |  |  | 42.8739 | -71.4392 | 12316 | Tewksbury
114009 | E TEWKSBRY 2 | ISONE | 101 | 13.2 | 111 | 774 | unknown | [6 empty] | 42.8739 | -71.4392 | 12316
113974 | E TWKSBRY_46 | ISONE | 101 | 115 | 111 | 775 | unknown |  | 42.6155 | -71.1897 |  |  |  | 42.8739 | -71.4392 | 12316 | Tewksbury
114021 | E TEWKSBRY 1 | ISONE | 101 | 13.2 | 111 | 775 | unknown | [6 empty] | 42.8739 | -71.4392 | 12316
113975 | KING ST_54 | ISONE | 101 | 115 | 111 | 776 | known
113976 | KING ST_55 | ISONE | 101 | 115 | 111 | 776 | known
114039 | KING STREET | ISONE | 101 | 23 | 111 | 776 | known
114060 | W AMESBRY 77 | ISONE | 101 | 23 | 111 | 776 | known
114062 | W AMESBRY NW | ISONE | 101 | 23 | 111 | 776 | known
114063 | W AMESBURY | ISONE | 101 | 345 | 111 | 776 | known |  | 42.8329 | -70.9724
114066 | KING_ST2 | ISONE | 101 | 23 | 111 | 776 | known
114075 | W AMESBURY | ISONE | 101 | 115 | 111 | 776 | known
114076 | W AMESBURY | ISONE | 101 | 13.2 | 111 | 776 | known
113979 | MEADOWBRK T2 | ISONE | 101 | 115 | 111 | 777 | unknown |  | 42.6121 | -71.3261 | 42.5684 | -71.5304 | 782 | 42.5684 | -71.5304 | 782
113980 | MEADOWBRK T1 | ISONE | 101 | 115 | 111 | 777 | unknown |  | 42.6121 | -71.3261 | 42.5684 | -71.5304 | 782 | 42.5684 | -71.5304 | 782
114022 | MEADOWBRK 2 | ISONE | 101 | 23 | 111 | 777 | unknown |  |  |  | 42.5684 | -71.5304 | 782 | 42.5684 | -71.5304 | 782
114036 | MEADOWBRK 1 | ISONE | 101 | 23 | 111 | 777 | unknown |  |  |  | 42.5684 | -71.5304 | 782 | 42.5684 | -71.5304 | 782
114077 | MEADOWBRK T3 | ISONE | 101 | 115 | 111 | 777 | unknown |  | 42.6121 | -71.3261 | 42.5684 | -71.5304 | 782 | 42.5684 | -71.5304 | 782
114078 | MEADOWBRK 3 | ISONE | 101 | 13.2 | 111 | 777 | unknown |  |  |  | 42.5684 | -71.5304 | 782 | 42.5684 | -71.5304 | 782
114079 | MEADOWBRK T4 | ISONE | 101 | 115 | 111 | 777 | unknown |  | 42.6121 | -71.3261 | 42.5684 | -71.5304 | 782 | 42.5684 | -71.5304 | 782
114080 | MEADOWBRK 4 | ISONE | 101 | 13.2 | 111 | 777 | unknown |  |  |  | 42.5684 | -71.5304 | 782 | 42.5684 | -71.5304 | 782
113981 | N CHLMSFD_61 | ISONE | 101 | 115 | 111 | 778 | unknown |  | 42.6364 | -71.3774 |  |  |  | 42.5684 | -71.5304 | 782 | North Chelmsford
114024 | N CHLMSFRD 2 | ISONE | 101 | 23 | 111 | 778 | unknown | [6 empty] | 42.5684 | -71.5304 | 782
113982 | N CHLMSFD_53 | ISONE | 101 | 115 | 111 | 779 | unknown |  | 42.6364 | -71.3774 |  |  |  | 42.5684 | -71.5304 | 782 | North Chelmsford
114023 | N CHLMSFRD 1 | ISONE | 101 | 23 | 111 | 779 | unknown | [6 empty] | 42.5684 | -71.5304 | 782
113983 | N DRACUT_64 | ISONE | 101 | 115 | 111 | 780 | unknown |  | 42.6883 | -71.3099
114025 | NORTH DRACUT | ISONE | 101 | 13.2 | 111 | 780 | unknown
113984 | PERRY STREET | ISONE | 101 | 115 | 111 | 781 | unknown |  | 42.6386 | -71.302
114026 | PERRY ST 3 | ISONE | 101 | 13.8 | 111 | 781 | unknown
113950 | SANDY POND | ISONE | 101 | 345 | 111 | 782 | known |  | 42.5684 | -71.5304
113986 | SANDY POND | ISONE | 101 | 115 | 111 | 782 | known |  | 42.5684 | -71.5304
114061 | PHII HVDC SS | ISONE | 101 | 23 | 111 | 782 | known
1000011 | STR_PT_XF_11 | ISONE | 101 | 1 | 111 | 782 | known
1000012 | STR_PT_XF_12 | ISONE | 101 | 1 | 111 | 782 | known
113990 | W ANDOVER_64 | ISONE | 101 | 115 | 111 | 783 | unknown |  | 42.6856 | -71.1883 | [6 empty] | West Andover
114011 | W ANDOVER 2 | ISONE | 101 | 34.5 | 111 | 783 | unknown
114012 | W ANDOVER 2 | ISONE | 101 | 13.8 | 111 | 783 | unknown
114015 | W ANDOVR T20 | ISONE | 101 | 99 | 111 | 783 | unknown |  | 42.6856 | -71.1883 | [6 empty] | West Andover
113991 | W METHUEN | ISONE | 101 | 115 | 111 | 784 | unknown |  | 42.7283 | -71.2016
114013 | W METHUEN | ISONE | 101 | 23 | 111 | 784 | unknown
114016 | W METHUEN 2 | ISONE | 101 | 23 | 111 | 784 | unknown
113992 | W ANDOVER_51 | ISONE | 101 | 115 | 111 | 785 | unknown |  | 42.6856 | -71.1883
114042 | W ANDOVR T10 | ISONE | 101 | 99 | 111 | 785 | unknown |  | 42.6856 | -71.1883
114043 | W ANDOVER 1 | ISONE | 101 | 34.5 | 111 | 785 | unknown
114044 | W ANDOVER 1 | ISONE | 101 | 13.8 | 111 | 785 | unknown
113994 | PINEHURST_39 | ISONE | 101 | 115 | 111 | 786 | unknown |  | 42.5391 | -71.2165
114018 | PINEHURST 2 | ISONE | 101 | 13.2 | 111 | 786 | unknown
113996 | MIDDLTON_154 | ISONE | 101 | 115 | 111 | 787 | unknown |  | 42.6295 | -71.0487
114693 | MIDDLTWN_54 | ISONE | 101 | 23 | 111 | 787 | unknown
113997 | MIDDLTON_155 | ISONE | 101 | 115 | 111 | 788 | unknown |  | 42.6295 | -71.0487
114694 | MIDDLTWN_55 | ISONE | 101 | 23 | 111 | 788 | unknown
113998 | BURTT RD_45 | ISONE | 101 | 115 | 111 | 789 | unknown |  | 42.6029 | -71.1688
114017 | BURTT ROAD 2 | ISONE | 101 | 13.2 | 111 | 789 | unknown
114000 | E DRACUT_64 | ISONE | 101 | 115 | 111 | 790 | unknown |  | 42.6695 | -71.2525
114056 | E DRACUT 2 | ISONE | 101 | 13.2 | 111 | 790 | unknown
114001 | WESTFRD L138 | ISONE | 101 | 115 | 111 | 791 | unknown |  | 42.5671 | -71.4608 |  |  |  | 42.8739 | -71.4392 | 12316 | Westford
114002 | WESTFORD T2 | ISONE | 101 | 13.2 | 111 | 791 | unknown | [6 empty] | 42.8739 | -71.4392 | 12316
114003 | WESTFRD K137 | ISONE | 101 | 115 | 111 | 792 | unknown |  | 42.5671 | -71.4608 |  |  |  | 42.5684 | -71.5304 | 782 | Westford
114045 | WESTFORD T1 | ISONE | 101 | 13.2 | 111 | 792 | unknown | [6 empty] | 42.5684 | -71.5304 | 782
114004 | WOODCHUCK HL | ISONE | 101 | 115 | 111 | 793 | unknown |  | 42.6733 | -71.0577 | [6 empty] | Woodchuck Hill
114031 | WOODCHUCK HL | ISONE | 101 | 13.2 | 111 | 793 | unknown
114049 | LAWRENCE HYD | ISONE | 101 | 23 | 111 | 794 | unknown
114067 | LAWRENCE HYD | ISONE | 101 | 4.16 | 111 | 794 | unknown
114051 | RESCO N ANDV | ISONE | 101 | 23 | 111 | 795 | unknown
114069 | WHLABRATR NA | ISONE | 101 | 13.8 | 111 | 795 | unknown
114052 | BOOTT HYDRO | ISONE | 101 | 13.8 | 111 | 796 | unknown
114085 | BOOT HYD G1 | ISONE | 101 | 4.16 | 111 | 796 | unknown
114086 | BOOT HYD G2 | ISONE | 101 | 4.16 | 111 | 796 | unknown
114055 | OGDEN-MARTIN | ISONE | 101 | 23 | 111 | 797 | unknown
114070 | OGDEN-MARTIN | ISONE | 101 | 13.8 | 111 | 797 | unknown
113955 | TEWKSBURY | ISONE | 101 | 230 | 111 | 798 | unknown |  | 42.6239 | -71.2467 | 42.8739 | -71.4392 | 12316 | 42.8739 | -71.4392 | 12316
113987 | TEWKSBURY | ISONE | 101 | 115 | 111 | 798 | unknown |  | 42.6239 | -71.2467 | 42.8739 | -71.4392 | 12316 | 42.8739 | -71.4392 | 12316
114028 | TEWKSBURY | ISONE | 101 | 13.8 | 111 | 798 | unknown |  |  |  | 42.8739 | -71.4392 | 12316 | 42.8739 | -71.4392 | 12316
114029 | TEWKSBURY T3 | ISONE | 101 | 13.8 | 111 | 798 | unknown |  |  |  | 42.8739 | -71.4392 | 12316 | 42.8739 | -71.4392 | 12316
114073 | TEWKSBURY_C1 | ISONE | 101 | 115 | 111 | 798 | unknown |  | 42.6239 | -71.2467 | 42.8739 | -71.4392 | 12316 | 42.8739 | -71.4392 | 12316
114074 | TEWKSBURY_C2 | ISONE | 101 | 115 | 111 | 798 | unknown |  | 42.6239 | -71.2467 | 42.8739 | -71.4392 | 12316 | 42.8739 | -71.4392 | 12316
114081 | PWRCORD_137 | ISONE | 101 | 115 | 111 | 798 | unknown |  | 42.6239 | -71.2467 | 42.8739 | -71.4392 | 12316 | 42.8739 | -71.4392 | 12316
114082 | PWRCORD T2 H | ISONE | 101 | 115 | 111 | 798 | unknown |  | 42.6239 | -71.2467 | 42.8739 | -71.4392 | 12316 | 42.8739 | -71.4392 | 12316
114083 | PWRCORD_J162 | ISONE | 101 | 115 | 111 | 798 | unknown |  | 42.6239 | -71.2467 | 42.8739 | -71.4392 | 12316 | 42.8739 | -71.4392 | 12316
114084 | PWCORD T1 H | ISONE | 101 | 115 | 111 | 798 | unknown |  | 42.6239 | -71.2467 | 42.8739 | -71.4392 | 12316 | 42.8739 | -71.4392 | 12316
114087 | PWRCORD T2 X | ISONE | 101 | 13.2 | 111 | 798 | unknown |  |  |  | 42.8739 | -71.4392 | 12316 | 42.8739 | -71.4392 | 12316
114088 | PWRCORD T1 X | ISONE | 101 | 13.2 | 111 | 798 | unknown |  |  |  | 42.8739 | -71.4392 | 12316 | 42.8739 | -71.4392 | 12316
1000013 | STR_PT_XF_13 | ISONE | 101 | 1 | 111 | 798 | unknown |  |  |  | 42.8739 | -71.4392 | 12316 | 42.8739 | -71.4392 | 12316
1000014 | STR_PT_XF_14 | ISONE | 101 | 1 | 111 | 798 | unknown |  |  |  | 42.8739 | -71.4392 | 12316 | 42.8739 | -71.4392 | 12316
1000015 | STR_PT_XF_15 | ISONE | 101 | 1 | 111 | 798 | unknown |  |  |  | 42.8739 | -71.4392 | 12316 | 42.8739 | -71.4392 | 12316
114385 | IPSWICH_73 | ISONE | 101 | 23 | 111 | 799 | unknown
114386 | IPSWICH_94 | ISONE | 101 | 23 | 111 | 799 | unknown
114387 | IPSWICH | ISONE | 101 | 13.8 | 111 | 799 | unknown
114403 | S DANVERS_54 | ISONE | 101 | 115 | 111 | 800 | unknown |  | 42.5537 | -70.9534 | [6 empty] | South Danvers
114701 | DANVERS 2A | ISONE | 101 | 23 | 111 | 800 | unknown
114704 | DANVERS 2375 | ISONE | 101 | 23 | 111 | 800 | unknown
114404 | S DANVERS_55 | ISONE | 101 | 115 | 111 | 801 | unknown |  | 42.5537 | -70.9534 | [6 empty] | South Danvers
114699 | DANVERS 2B | ISONE | 101 | 23 | 111 | 801 | unknown
114700 | DANVERS 1 | ISONE | 101 | 23 | 111 | 801 | unknown
114702 | DANVERS 3 | ISONE | 101 | 23 | 111 | 801 | unknown
114703 | DANVERS 2393 | ISONE | 101 | 23 | 111 | 801 | unknown
114405 | RAILYARD_45 | ISONE | 101 | 115 | 111 | 802 | unknown |  | 42.5133 | -70.8969 | 42.5255 | -70.8782 | 810 | 42.5255 | -70.8782 | 810
114454 | RAILYARD T1 | ISONE | 101 | 23 | 111 | 802 | unknown |  |  |  | 42.5255 | -70.8782 | 810 | 42.5255 | -70.8782 | 810
114406 | RAILYARD_46 | ISONE | 101 | 115 | 111 | 803 | unknown |  | 42.5133 | -70.8969 | 42.5255 | -70.8782 | 810 | 42.5255 | -70.8782 | 810
114453 | RAILYARD T2 | ISONE | 101 | 23 | 111 | 803 | unknown |  |  |  | 42.5255 | -70.8782 | 810 | 42.5255 | -70.8782 | 810
114463 | RAILYARD T4 | ISONE | 101 | 13.8 | 111 | 803 | unknown |  |  |  | 42.5255 | -70.8782 | 810 | 42.5255 | -70.8782 | 810
114407 | E BEVRLY 191 | ISONE | 101 | 115 | 111 | 804 | unknown |  | 42.5643 | -70.8498
114408 | E BEVRLY 192 | ISONE | 101 | 115 | 111 | 804 | unknown |  | 42.5643 | -70.8498
114455 | E BEVERLY | ISONE | 101 | 23 | 111 | 804 | unknown
114456 | E BEVRLY 192 | ISONE | 101 | 34.5 | 111 | 804 | unknown
114461 | E BEVRLY 191 | ISONE | 101 | 34.5 | 111 | 804 | unknown
114409 | EVERETT | ISONE | 101 | 115 | 111 | 805 | known |  | 42.4144 | -71.0717
114437 | EVERETT | ISONE | 101 | 23 | 111 | 805 | known
114446 | EVERETT 3 | ISONE | 101 | 13.8 | 111 | 805 | known
114447 | EVERETT 4 | ISONE | 101 | 13.8 | 111 | 805 | known
114411 | LYNN A179 | ISONE | 101 | 115 | 111 | 806 | unknown |  | 42.4545 | -70.9513 |  |  |  | 42.4144 | -71.0717 | 805
114448 | LYNN Q169 | ISONE | 101 | 115 | 111 | 806 | unknown |  | 42.4545 | -70.9513 |  |  |  | 42.4144 | -71.0717 | 805
114450 | LYNN | ISONE | 101 | 13.8 | 111 | 806 | unknown | [6 empty] | 42.4144 | -71.0717 | 805
114451 | LYNN | ISONE | 101 | 23 | 111 | 806 | unknown | [6 empty] | 42.4144 | -71.0717 | 805
114412 | MAPLEWOOD | ISONE | 101 | 115 | 111 | 807 | unknown |  | 42.4316 | -71.0386 | 42.4144 | -71.0717 | 805 | 42.4144 | -71.0717 | 805
114441 | MAPLEWOOD 1 | ISONE | 101 | 13.8 | 111 | 807 | unknown |  |  |  | 42.4144 | -71.0717 | 805 | 42.4144 | -71.0717 | 805
114460 | MAPLEWOOD 2 | ISONE | 101 | 13.8 | 111 | 807 | unknown |  |  |  | 42.4144 | -71.0717 | 805 | 42.4144 | -71.0717 | 805
114415 | RESCO-SAUGUS | ISONE | 101 | 115 | 111 | 808 | unknown |  | 42.4469 | -70.9794 | [6 empty] | Wheellabrator Saugus
114465 | RESCO-SAUGUS | ISONE | 101 | 13.8 | 111 | 808 | unknown
114416 | REVERE | ISONE | 101 | 115 | 111 | 809 | unknown |  | 42.4029 | -71.0077 | 42.4144 | -71.0717 | 805 | 42.4144 | -71.0717 | 805
114443 | REVERE | ISONE | 101 | 23 | 111 | 809 | unknown |  |  |  | 42.4144 | -71.0717 | 805 | 42.4144 | -71.0717 | 805
114480 | REVERE_C | ISONE | 101 | 115 | 111 | 809 | unknown |  | 42.4029 | -71.0077 | 42.4144 | -71.0717 | 805 | 42.4144 | -71.0717 | 805
114417 | SALEM HARBOR | ISONE | 101 | 115 | 111 | 810 | known |  | 42.5255 | -70.8782
114457 | SALEM HRBR A | ISONE | 101 | 23 | 111 | 810 | known
114481 | SALEM HBR_C1 | ISONE | 101 | 115 | 111 | 810 | known
114482 | SALEM HBR_C2 | ISONE | 101 | 115 | 111 | 810 | known
114486 | SALEM G6 | ISONE | 101 | 115 | 111 | 810 | known |  | 42.5255 | -70.8782
114487 | SALEM 6CT | ISONE | 101 | 18 | 111 | 810 | known
114488 | SALEM 6ST | ISONE | 101 | 13.8 | 111 | 810 | known
114491 | NGR_G5_FPRT | ISONE | 101 | 115 | 111 | 810 | known
114492 | NGR_G6_FPRT | ISONE | 101 | 115 | 111 | 810 | known
114418 | W SALEM_45 | ISONE | 101 | 115 | 111 | 811 | unknown |  | 42.5051 | -70.9273 | [5 empty] | 816
114419 | W SALEM_46 | ISONE | 101 | 115 | 111 | 811 | unknown |  | 42.5051 | -70.9273 | [5 empty] | 816
114458 | W SALEM | ISONE | 101 | 13.8 | 111 | 811 | unknown | [8 empty] | 816
114459 | W SALEM | ISONE | 101 | 23 | 111 | 811 | unknown | [8 empty] | 816
114462 | W SALEM 2 | ISONE | 101 | 13.8 | 111 | 811 | unknown | [8 empty] | 816
114420 | IPSWCH RV_54 | ISONE | 101 | 115 | 111 | 812 | unknown |  | 42.5611 | -71.0035 | [6 empty] | Ipswich
114421 | WATERS RV_54 | ISONE | 101 | 115 | 111 | 812 | unknown |  | 42.5436 | -70.9286
114422 | WATERS RV_55 | ISONE | 101 | 115 | 111 | 812 | unknown |  | 42.5436 | -70.9286
114707 | WATERS RIVER | ISONE | 101 | 115 | 111 | 812 | unknown |  | 42.5436 | -70.9286
114708 | IPSWICH RVR | ISONE | 101 | 23 | 111 | 812 | unknown
114709 | WATERS RV_54 | ISONE | 101 | 23 | 111 | 812 | unknown
114710 | WATERS RV_55 | ISONE | 101 | 23 | 111 | 812 | unknown
114713 | WATERS RVRJ1 | ISONE | 101 | 13.8 | 111 | 812 | unknown
114714 | WATERS RVRJ2 | ISONE | 101 | 13.8 | 111 | 812 | unknown
114716 | MMWEC WR | ISONE | 101 | 13.8 | 111 | 812 | unknown
114423 | BARTHOLMW_45 | ISONE | 101 | 115 | 111 | 813 | unknown |  | 42.5091 | -70.9745 |  |  | 816 |  |  | 816 | Bartholomew Street
114711 | BARTHOLOMW 1 | ISONE | 101 | 23 | 111 | 813 | unknown | [5 empty] | 816 |  |  | 816
114424 | BARTHOLMW_46 | ISONE | 101 | 115 | 111 | 814 | unknown |  | 42.5091 | -70.9745 |  |  | 816 |  |  | 816 | Bartholomew Street
114712 | BARTHOLOMW 2 | ISONE | 101 | 23 | 111 | 814 | unknown | [5 empty] | 816 |  |  | 816
114399 | GE RIVER79_T | ISONE | 101 | 115 | 111 | 815 | unknown |  | 42.4472 | -70.9664 |  |  |  | 42.4144 | -71.0717 | 805
114430 | GE RIVER69_T | ISONE | 101 | 115 | 111 | 815 | unknown |  | 42.4472 | -70.9664 |  |  |  | 42.4144 | -71.0717 | 805
114431 | GE RIVER_179 | ISONE | 101 | 115 | 111 | 815 | unknown |  | 42.4472 | -70.9664 |  |  |  | 42.4144 | -71.0717 | 805
114432 | GE RIVER_169 | ISONE | 101 | 115 | 111 | 815 | unknown |  | 42.4472 | -70.9664 |  |  |  | 42.4144 | -71.0717 | 805
114470 | GE RIVER R&T | ISONE | 101 | 13.8 | 111 | 815 | unknown | [6 empty] | 42.4144 | -71.0717 | 805
114474 | GE RIVER S&U | ISONE | 101 | 13.8 | 111 | 815 | unknown | [6 empty] | 42.4144 | -71.0717 | 805
114433 | WAKEFLD JCT | ISONE | 101 | 115 | 111 | 816 | known
114476 | WAKEFLD JCT | ISONE | 101 | 345 | 111 | 816 | known |  | 42.5053 | -71.0417
114489 | WAKEFIELD_R | ISONE | 101 | 345 | 111 | 816 | known
114435 | BEVERLY | ISONE | 101 | 115 | 111 | 817 | unknown |  | 42.5455 | -70.8871
114452 | BEVERLY | ISONE | 101 | 13.2 | 111 | 817 | unknown
114483 | SALEM G5 | ISONE | 101 | 115 | 111 | 818 | known |  | 42.5255 | -70.8782
114484 | SALEM 5CT | ISONE | 101 | 18 | 111 | 818 | known
114485 | SALEM 5ST | ISONE | 101 | 13.8 | 111 | 818 | known
114490 | IPSWCH_RV_55 | ISONE | 101 | 115 | 111 | 819 | unknown |  | 42.5611 | -71.0035 | [6 empty] | Ipswich
114715 | IPSWICH RVR2 | ISONE | 101 | 23 | 111 | 819 | unknown
114494 | HENDRSNVL_67 | ISONE | 101 | 115 | 111 | 820 | unknown |  | 42.3996 | -71.0657 | 42.4144 | -71.0717 | 805 | 42.4144 | -71.0717 | 805
114497 | HENDRSNVL 2 | ISONE | 101 | 13.8 | 111 | 820 | unknown |  |  |  | 42.4144 | -71.0717 | 805 | 42.4144 | -71.0717 | 805
114500 | ENCORE PV | ISONE | 101 | 0.48 | 111 | 820 | unknown |  |  |  | 42.4144 | -71.0717 | 805 | 42.4144 | -71.0717 | 805
114501 | ENCORE BES 1 | ISONE | 101 | 0.48 | 111 | 820 | unknown |  |  |  | 42.4144 | -71.0717 | 805 | 42.4144 | -71.0717 | 805
114502 | ENCORE CHP 1 | ISONE | 101 | 0.48 | 111 | 820 | unknown |  |  |  | 42.4144 | -71.0717 | 805 | 42.4144 | -71.0717 | 805
114493 | OH-UG_P-168 | ISONE | 101 | 115 | 111 | 821 | unknown |  | 42.3996 | -71.0657
114495 | HENDRSNVL_68 | ISONE | 101 | 115 | 111 | 821 | unknown |  | 42.3996 | -71.0657
114496 | HENDRSNVL 1 | ISONE | 101 | 13.8 | 111 | 821 | unknown
114503 | ENCORE BES 2 | ISONE | 101 | 0.48 | 111 | 821 | unknown
114504 | ENCORE CHP 2 | ISONE | 101 | 0.48 | 111 | 821 | unknown
114724 | WALLACE_S145 | ISONE | 101 | 115 | 111 | 822 | unknown |  | 42.5125 | -71.0431 |  |  | 816 |  |  | 816
114727 | WALLACE T2 | ISONE | 101 | 13.8 | 111 | 822 | unknown | [5 empty] | 816 |  |  | 816
114725 | WALLACE_T146 | ISONE | 101 | 115 | 111 | 823 | unknown |  | 42.5125 | -71.0431 |  |  | 816 |  |  | 816
114726 | WALLACE T1 | ISONE | 101 | 13.8 | 111 | 823 | unknown | [5 empty] | 816 |  |  | 816
114733 | BELLINGHM 03 | ISONE | 101 | 345 | 111 | 824 | known |  | 42.1091 | -71.4515
114735 | BELLINGHM 20 | ISONE | 101 | 345 | 111 | 824 | known |  | 42.1091 | -71.4515
114861 | ANP BLLNGHM1 | ISONE | 101 | 21 | 111 | 824 | known
114862 | ANP BLLNGHM2 | ISONE | 101 | 21 | 111 | 824 | known
114734 | BRAYTN POINT | ISONE | 101 | 345 | 111 | 825 | known |  | 41.7125 | -71.1939
114742 | BRAYTN POINT | ISONE | 101 | 115 | 111 | 825 | known
114907 | BP XFMR 115 | ISONE | 101 | 115 | 111 | 825 | known
114919 | BSW_ON1 | ISONE | 101 | 275 | 111 | 825 | known
114920 | BSW_ON2 | ISONE | 101 | 275 | 111 | 825 | known
114921 | BSW_STTCOM1 | ISONE | 101 | 24 | 111 | 825 | known
114922 | BSW_STTCOM2 | ISONE | 101 | 24 | 111 | 825 | known
114929 | BSW_FIL1 | ISONE | 101 | 275 | 111 | 825 | known
114930 | BSW_REAC1 | ISONE | 101 | 275 | 111 | 825 | known
114931 | BSW_FIL2 | ISONE | 101 | 275 | 111 | 825 | known
114932 | BSW_REAC2 | ISONE | 101 | 275 | 111 | 825 | known
114737 | S WRENTHM_81 | ISONE | 101 | 115 | 111 | 826 | unknown |  | 42.03 | -71.3492 |  |  | 858 |  |  | 858
114738 | S WRENTHM_82 | ISONE | 101 | 115 | 111 | 826 | unknown |  | 42.03 | -71.3492 |  |  | 858 |  |  | 858
114757 | S WRENTHM_29 | ISONE | 101 | 115 | 111 | 826 | unknown |  | 42.03 | -71.3492 |  |  | 858 |  |  | 858
114815 | S WRENTHAM | ISONE | 101 | 23 | 111 | 826 | unknown | [5 empty] | 858 |  |  | 858
114739 | UXBRIDGE | ISONE | 101 | 115 | 111 | 827 | unknown |  | 42.074 | -71.6224 |  |  |  | 41.97 | -71.54 | 949
114843 | UXBRIDGE 1 | ISONE | 101 | 13.8 | 111 | 827 | unknown | [6 empty] | 41.97 | -71.54 | 949
114850 | UXBRIDGE 2 | ISONE | 101 | 13.8 | 111 | 827 | unknown | [6 empty] | 41.97 | -71.54 | 949
114740 | MLFRD MA PWR | ISONE | 101 | 115 | 111 | 828 | known |  | 42.1287 | -71.5118
114858 | MILFRD MA CT | ISONE | 101 | 13.8 | 111 | 828 | known
114859 | MILFRD MA ST | ISONE | 101 | 13.8 | 111 | 828 | known
115037 | NGR_C129N_MP | ISONE | 101 | 115 | 111 | 828 | known
115038 | NGR_D130_MP | ISONE | 101 | 115 | 111 | 828 | known
114741 | BEAVER POND | ISONE | 101 | 115 | 111 | 829 | unknown |  | 42.0743 | -71.4241 | 42.1365 | -71.4476 | 599 | 42.1365 | -71.4476 | 599
114795 | BEAVER PND 2 | ISONE | 101 | 13.8 | 111 | 829 | unknown |  |  |  | 42.1365 | -71.4476 | 599 | 42.1365 | -71.4476 | 599
114821 | BEAVER PND 1 | ISONE | 101 | 13.8 | 111 | 829 | unknown |  |  |  | 42.1365 | -71.4476 | 599 | 42.1365 | -71.4476 | 599
114743 | CHARTLEY PND | ISONE | 101 | 115 | 111 | 830 | unknown |  | 41.9449 | -71.237 | [5 empty] | 858
114809 | CHARTLEY PND | ISONE | 101 | 23 | 111 | 830 | unknown | [8 empty] | 858
114744 | DEPOT ST_129 | ISONE | 101 | 115 | 111 | 831 | unknown |  | 42.1299 | -71.5117
114745 | DEPOT ST_130 | ISONE | 101 | 115 | 111 | 831 | unknown |  | 42.1299 | -71.5117
114839 | DEPOT DPRT | ISONE | 101 | 13.8 | 111 | 831 | unknown
114840 | DEPOT ST | ISONE | 101 | 13.8 | 111 | 831 | unknown
114841 | DEPOT T1 | ISONE | 101 | 99 | 111 | 831 | unknown |  | 42.1299 | -71.5117
114842 | DEPOT T2 | ISONE | 101 | 99 | 111 | 831 | unknown |  | 42.1299 | -71.5117
114748 | E MAIN ST_57 | ISONE | 101 | 115 | 111 | 832 | unknown |  | 42.2888 | -71.5946
114826 | E MAIN ST | ISONE | 101 | 13.8 | 111 | 832 | unknown
114902 | E MAIN ST T2 | ISONE | 101 | 13.8 | 111 | 832 | unknown
114749 | MINK ST_183 | ISONE | 101 | 115 | 111 | 833 | unknown |  | 41.7904 | -71.3303
114810 | MINK ST L2&5 | ISONE | 101 | 13.2 | 111 | 833 | unknown
114750 | MINK ST_184 | ISONE | 101 | 115 | 111 | 834 | unknown |  | 41.7904 | -71.3303
114822 | MINK ST L1&3 | ISONE | 101 | 13.2 | 111 | 834 | unknown
114823 | MINK ST T1 | ISONE | 101 | 99 | 111 | 834 | unknown |  | 41.7904 | -71.3303
117397 | MINK STREET | ISONE | 101 | 23 | 114 | 834 | unknown
114755 | NORTHBORO RD | ISONE | 101 | 115 | 111 | 835 | unknown |  | 42.3152 | -71.5715
114780 | NBORO_W23W | ISONE | 101 | 69 | 111 | 835 | unknown |  | 42.3152 | -71.5715
114788 | NORTHBORO RD | ISONE | 101 | 69 | 111 | 835 | unknown |  | 42.3152 | -71.5715
114805 | NBORO RD T1 | ISONE | 101 | 99 | 111 | 835 | unknown |  | 42.3152 | -71.5715
114806 | NBORO RD T2 | ISONE | 101 | 99 | 111 | 835 | unknown |  | 42.3152 | -71.5715
114807 | NBORO RD T3 | ISONE | 101 | 99 | 111 | 835 | unknown |  | 42.3152 | -71.5715
114808 | NBORO RD T4 | ISONE | 101 | 99 | 111 | 835 | unknown |  | 42.3152 | -71.5715
114829 | NBORO RD T1 | ISONE | 101 | 13.8 | 111 | 835 | unknown
114830 | NBORO RD T2 | ISONE | 101 | 13.8 | 111 | 835 | unknown
114837 | NBORO RD T3 | ISONE | 101 | 13.8 | 111 | 835 | unknown
114838 | NBORO RD T4 | ISONE | 101 | 13.8 | 111 | 835 | unknown
114870 | NBORO RD_C6 | ISONE | 101 | 115 | 111 | 835 | unknown |  | 42.3152 | -71.5715
114871 | NBORO RD_C3 | ISONE | 101 | 69 | 111 | 835 | unknown |  | 42.3152 | -71.5715
114901 | NBORO RD_C4 | ISONE | 101 | 69 | 111 | 835 | unknown |  | 42.3152 | -71.5715
114756 | READ ST_V148 | ISONE | 101 | 115 | 111 | 836 | unknown |  | 41.9143 | -71.3422
114789 | READ ST T1 | ISONE | 101 | 69 | 111 | 836 | unknown |  | 41.9143 | -71.3422
114790 | READ ST T2 | ISONE | 101 | 69 | 111 | 836 | unknown |  | 41.9143 | -71.3422
114811 | READ ST T2 | ISONE | 101 | 23 | 111 | 836 | unknown
114812 | READ ST T1 | ISONE | 101 | 99 | 111 | 836 | unknown |  | 41.9143 | -71.3422
114813 | READ ST T2 | ISONE | 101 | 99 | 111 | 836 | unknown |  | 41.9143 | -71.3422
114814 | READ ST T5 | ISONE | 101 | 13.2 | 111 | 836 | unknown
114824 | READ ST T4 | ISONE | 101 | 13.2 | 111 | 836 | unknown
114869 | READ ST_F184 | ISONE | 101 | 115 | 111 | 836 | unknown |  | 41.9143 | -71.3422
114872 | READ ST T1 | ISONE | 101 | 13.2 | 111 | 836 | unknown
114758 | WHITNS PD_43 | ISONE | 101 | 115 | 111 | 837 | unknown |  | 42.1056 | -71.6713 | [6 empty] | Whitins Pond
114844 | WHITNS PD 1T | ISONE | 101 | 13.8 | 111 | 837 | unknown
114760 | E WEYMTH T2 | ISONE | 101 | 115 | 111 | 838 | unknown |  | 42.2201 | -70.9205 | [6 empty] | East Weymouth
114763 | E WEYMTH T1 | ISONE | 101 | 115 | 111 | 838 | unknown |  | 42.2201 | -70.9205 | [6 empty] | East Weymouth
114799 | E WEYMOUTH | ISONE | 101 | 23 | 111 | 838 | unknown
114867 | NG478-503HLP | ISONE | 101 | 115 | 111 | 838 | unknown |  | 42.2201 | -70.9205 | [6 empty] | East Weymouth
114868 | NG478-508HLP | ISONE | 101 | 115 | 111 | 838 | unknown |  | 42.2201 | -70.9205 | [6 empty] | East Weymouth
114761 | E HOLBROOK 1 | ISONE | 101 | 115 | 111 | 839 | unknown |  | 42.1648 | -70.9795 | 42.1672 | -70.9984 | 569 | 42.1672 | -70.9984 | 569
114762 | E HOLBROOK 2 | ISONE | 101 | 115 | 111 | 839 | unknown |  | 42.1648 | -70.9795 | 42.1672 | -70.9984 | 569 | 42.1672 | -70.9984 | 569
114798 | E HOLBROOK | ISONE | 101 | 23 | 111 | 839 | unknown |  |  |  | 42.1672 | -70.9984 | 569 | 42.1672 | -70.9984 | 569
115019 | NG398-537NST | ISONE | 101 | 115 | 111 | 839 | unknown |  | 42.1648 | -70.9795 | 42.1672 | -70.9984 | 569 | 42.1672 | -70.9984 | 569
115021 | NST451-536NG | ISONE | 101 | 115 | 111 | 839 | unknown |  | 42.1648 | -70.9795 | 42.1672 | -70.9984 | 569 | 42.1672 | -70.9984 | 569
114764 | S RANDLPH509 | ISONE | 101 | 115 | 111 | 840 | unknown |  | 42.1545 | -71.0426 | 42.1672 | -70.9984 | 569 | 42.1672 | -70.9984 | 569
114792 | S RANDOLPH 2 | ISONE | 101 | 13.8 | 111 | 840 | unknown |  |  |  | 42.1672 | -70.9984 | 569 | 42.1672 | -70.9984 | 569
114765 | S RANDLPH508 | ISONE | 101 | 115 | 111 | 841 | unknown |  | 42.1545 | -71.0426 | 42.1672 | -70.9984 | 569 | 42.1672 | -70.9984 | 569
114801 | S RANDOLPH | ISONE | 101 | 13.8 | 111 | 841 | unknown |  |  |  | 42.1672 | -70.9984 | 569 | 42.1672 | -70.9984 | 569
114766 | WHITNS PD_44 | ISONE | 101 | 115 | 111 | 842 | unknown |  | 42.1056 | -71.6713
114794 | WHITNS PD 2T | ISONE | 101 | 13.8 | 111 | 842 | unknown
114767 | MID WEYMOUTH | ISONE | 101 | 115 | 111 | 843 | unknown |  | 42.2019 | -70.9535 | 42.2 | -71 | 615 | 42.2 | -71 | 615
114800 | M_WEYMOUTH 2 | ISONE | 101 | 13.8 | 111 | 843 | unknown |  |  |  | 42.2 | -71 | 615 | 42.2 | -71 | 615
114905 | M_WEYMOUTH 1 | ISONE | 101 | 13.8 | 111 | 843 | unknown |  |  |  | 42.2 | -71 | 615 | 42.2 | -71 | 615
115022 | NG478-509NST | ISONE | 101 | 115 | 111 | 843 | unknown |  | 42.2019 | -70.9535 | 42.2 | -71 | 615 | 42.2 | -71 | 615
115023 | NST478-509NG | ISONE | 101 | 115 | 111 | 843 | unknown |  | 42.2019 | -70.9535 | 42.2 | -71 | 615 | 42.2 | -71 | 615
114768 | FIELD ST_532 | ISONE | 101 | 115 | 111 | 844 | unknown |  | 42.2544 | -70.992 | 42.2 | -71 | 615 | 42.2 | -71 | 615
114802 | FIELD ST T3 | ISONE | 101 | 13.8 | 111 | 844 | unknown |  |  |  | 42.2 | -71 | 615 | 42.2 | -71 | 615
114804 | FIELD ST T5 | ISONE | 101 | 23 | 111 | 844 | unknown |  |  |  | 42.2 | -71 | 615 | 42.2 | -71 | 615
114769 | ROCKY HL_130 | ISONE | 101 | 115 | 111 | 845 | unknown |  | 42.1575 | -71.4884
114793 | ROCKY HILL 2 | ISONE | 101 | 13.8 | 111 | 845 | unknown
114771 | FIELD ST_533 | ISONE | 101 | 115 | 111 | 846 | unknown |  | 42.2544 | -70.992 | 42.2 | -71 | 615 | 42.2 | -71 | 615
114797 | FIELD ST T6 | ISONE | 101 | 23 | 111 | 846 | unknown |  |  |  | 42.2 | -71 | 615 | 42.2 | -71 | 615
114803 | FIELD ST T4 | ISONE | 101 | 13.8 | 111 | 846 | unknown |  |  |  | 42.2 | -71 | 615 | 42.2 | -71 | 615
114772 | N QUINCY T1 | ISONE | 101 | 115 | 111 | 847 | unknown |  | 42.2786 | -71.0331 |  |  |  | 42.3396 | -71.0385 | 575 | North Quincy
114773 | N QUINCY T2 | ISONE | 101 | 115 | 111 | 847 | unknown |  | 42.2786 | -71.0331 |  |  |  | 42.3396 | -71.0385 | 575 | North Quincy
114825 | NORTH QUINCY | ISONE | 101 | 13.8 | 111 | 847 | unknown | [6 empty] | 42.3396 | -71.0385 | 575
114774 | N MARLBORO | ISONE | 101 | 115 | 111 | 848 | unknown |  | 42.3628 | -71.6006 | [6 empty] | North Marlboro
114847 | N MARLBORO | ISONE | 101 | 13.8 | 111 | 848 | unknown
114775 | ROCKY HL_129 | ISONE | 101 | 115 | 111 | 849 | unknown |  | 42.1575 | -71.4884
114848 | ROCKY HILL 1 | ISONE | 101 | 13.8 | 111 | 849 | unknown
114776 | UNION STREET | ISONE | 101 | 115 | 111 | 850 | unknown |  | 42.0596 | -71.3982 | [5 empty] | 858
114849 | UNION STREET | ISONE | 101 | 13.8 | 111 | 850 | unknown | [8 empty] | 858
114779 | MWRA_W23W | ISONE | 101 | 69 | 111 | 851 | unknown |  | 42.3111 | -71.5851
114873 | MWRA_W23W | ISONE | 101 | 13.8 | 111 | 851 | unknown
114781 | WEST ST 2 | ISONE | 101 | 69 | 111 | 852 | unknown |  | 41.9522 | -71.2985 | [5 empty] | 858
114791 | WEST ST 1 | ISONE | 101 | 69 | 111 | 852 | unknown |  | 41.9522 | -71.2985 | [5 empty] | 858
114816 | WEST STREET | ISONE | 101 | 23 | 111 | 852 | unknown | [8 empty] | 858
114817 | WEST ST 2 | ISONE | 101 | 4.16 | 111 | 852 | unknown | [8 empty] | 858
114818 | WEST ST 1 | ISONE | 101 | 4.16 | 111 | 852 | unknown | [8 empty] | 858
114819 | WEST ST T1 | ISONE | 101 | 99 | 111 | 852 | unknown |  | 41.9522 | -71.2985 | [5 empty] | 858
114820 | WEST ST T2 | ISONE | 101 | 99 | 111 | 852 | unknown |  | 41.9522 | -71.2985 | [5 empty] | 858
114782 | S MARLBRO_G7 | ISONE | 101 | 69 | 111 | 853 | unknown |  | 42.3338 | -71.5477 | [6 empty] | South Marlboro
114783 | S MARLBRO_23 | ISONE | 101 | 69 | 111 | 853 | unknown |  | 42.3338 | -71.5477
114831 | S MARLBORO 1 | ISONE | 101 | 13.8 | 111 | 853 | unknown
114832 | S MARLBORO 2 | ISONE | 101 | 13.8 | 111 | 853 | unknown
114784 | WESTBORO | ISONE | 101 | 69 | 111 | 854 | unknown |  | 42.2729 | -71.6212
114833 | WESTBORO T1 | ISONE | 101 | 13.8 | 111 | 854 | unknown
114834 | WESTBORO T2 | ISONE | 101 | 13.8 | 111 | 854 | unknown
114785 | WOODSIDE | ISONE | 101 | 69 | 111 | 855 | unknown |  | 42.33 | -71.6308 |  |  |  | 42.3603 | -71.7759 | 713
114835 | WOODSIDE T2 | ISONE | 101 | 13.8 | 111 | 855 | unknown | [6 empty] | 42.3603 | -71.7759 | 713
114836 | WOODSIDE T3 | ISONE | 101 | 13.8 | 111 | 855 | unknown | [6 empty] | 42.3603 | -71.7759 | 713
114786 | MARLBORO_G7 | ISONE | 101 | 69 | 111 | 856 | unknown |  | 42.3431 | -71.5473
114787 | MARLBORO_23 | ISONE | 101 | 69 | 111 | 856 | unknown |  | 42.3431 | -71.5473
114827 | MARLBORO T3 | ISONE | 101 | 13.8 | 111 | 856 | unknown
114828 | MARLBORO T4 | ISONE | 101 | 13.8 | 111 | 856 | unknown
114853 | ROCKLND ST 1 | ISONE | 101 | 23 | 111 | 857 | unknown
114854 | ROCKLND ST 2 | ISONE | 101 | 23 | 111 | 857 | unknown
115705 | HULL 1 | ISONE | 101 | 13.8 | 111 | 857 | unknown
115706 | HULL 2 | ISONE | 101 | 13.8 | 111 | 857 | unknown
114865 | BERRY STREET | ISONE | 101 | 115 | 111 | 858 | known
114900 | BERRY STREET | ISONE | 101 | 345 | 111 | 858 | known |  | 42.02 | -71.3354
114906 | BERRY_ST_CAP | ISONE | 101 | 115 | 111 | 858 | known
114888 | QP779_PV1 | ISONE | 101 | 0.48 | 111 | 859 | unknown
114889 | QP779_BESS1 | ISONE | 101 | 0.48 | 111 | 859 | unknown
114890 | QP779_PV2 | ISONE | 101 | 0.48 | 111 | 859 | unknown
114891 | QP779_BESS2 | ISONE | 101 | 0.48 | 111 | 859 | unknown
114892 | PUDDON ST | ISONE | 101 | 13.8 | 111 | 859 | unknown
114893 | REYNLDS_AVE2 | ISONE | 101 | 115 | 111 | 860 | unknown |  | 41.889 | -71.1933 | 41.7125 | -71.1939 | 825 | 41.7125 | -71.1939 | 825
114894 | REYNOLDS_2 | ISONE | 101 | 13.2 | 111 | 860 | unknown |  |  |  | 41.7125 | -71.1939 | 825 | 41.7125 | -71.1939 | 825
114895 | REYNLDS_AVE1 | ISONE | 101 | 115 | 111 | 861 | unknown |  | 41.889 | -71.1933 | 41.7125 | -71.1939 | 825 | 41.7125 | -71.1939 | 825
114896 | REYNOLDS_1 | ISONE | 101 | 13.2 | 111 | 861 | unknown |  |  |  | 41.7125 | -71.1939 | 825 | 41.7125 | -71.1939 | 825
114909 | BSW_G1 | ISONE | 101 | 0.69 | 111 | 862 | unknown | [6 empty] | 41.7125 | -71.1939 | 825
114925 | BSW_T1 | ISONE | 101 | 66 | 111 | 862 | unknown | [6 empty] | 41.7125 | -71.1939 | 825
114910 | BSW_G2 | ISONE | 101 | 0.69 | 111 | 863 | unknown | [6 empty] | 41.7125 | -71.1939 | 825
114926 | BSW_T2 | ISONE | 101 | 66 | 111 | 863 | unknown | [6 empty] | 41.7125 | -71.1939 | 825
114911 | BSW_G3 | ISONE | 101 | 0.69 | 111 | 864 | unknown | [6 empty] | 41.7125 | -71.1939 | 825
114927 | BSW_T3 | ISONE | 101 | 66 | 111 | 864 | unknown | [6 empty] | 41.7125 | -71.1939 | 825
114912 | BSW_G4 | ISONE | 101 | 0.69 | 111 | 865 | unknown | [6 empty] | 41.7125 | -71.1939 | 825
114928 | BSW_T4 | ISONE | 101 | 66 | 111 | 865 | unknown | [6 empty] | 41.7125 | -71.1939 | 825
114913 | BSW_COL1 | ISONE | 101 | 66 | 111 | 866 | unknown |  |  |  | 41.7125 | -71.1939 | 825 | 41.7125 | -71.1939 | 825
114914 | BSW_COL2 | ISONE | 101 | 66 | 111 | 866 | unknown |  |  |  | 41.7125 | -71.1939 | 825 | 41.7125 | -71.1939 | 825
114917 | BSW_OF1 | ISONE | 101 | 275 | 111 | 866 | unknown |  |  |  | 41.7125 | -71.1939 | 825 | 41.7125 | -71.1939 | 825
114923 | BSW_99-1 | ISONE | 101 | 99 | 111 | 866 | unknown |  |  |  | 41.7125 | -71.1939 | 825 | 41.7125 | -71.1939 | 825
114915 | BSW_COL3 | ISONE | 101 | 66 | 111 | 867 | unknown |  |  |  | 41.7125 | -71.1939 | 825 | 41.7125 | -71.1939 | 825
114916 | BSW_COL4 | ISONE | 101 | 66 | 111 | 867 | unknown |  |  |  | 41.7125 | -71.1939 | 825 | 41.7125 | -71.1939 | 825
114918 | BSW_OF2 | ISONE | 101 | 275 | 111 | 867 | unknown |  |  |  | 41.7125 | -71.1939 | 825 | 41.7125 | -71.1939 | 825
114924 | BSW_99-2 | ISONE | 101 | 99 | 111 | 867 | unknown |  |  |  | 41.7125 | -71.1939 | 825 | 41.7125 | -71.1939 | 825
115442 | MANSFIELD BR | ISONE | 101 | 13.8 | 111 | 868 | unknown | [6 empty] | 41.9721 | -71.017 | 869
115443 | BIRD ROAD | ISONE | 101 | 115 | 111 | 868 | unknown |  | 42.0524 | -71.1774 |  |  |  | 41.9721 | -71.017 | 869
115446 | BRIDGEWATER | ISONE | 101 | 345 | 111 | 869 | known |  | 41.9721 | -71.017
115451 | BRIDGEWATER | ISONE | 101 | 115 | 111 | 869 | known
115006 | NGR_191_NST | ISONE | 101 | 115 | 111 | 870 | known
115009 | NGR_335_NST | ISONE | 101 | 345 | 111 | 870 | known
115011 | NGR_342_NST | ISONE | 101 | 345 | 111 | 870 | known
115020 | NG451-536NST | ISONE | 101 | 115 | 111 | 870 | known
115035 | NGR_194_NST | ISONE | 101 | 115 | 111 | 870 | known
115447 | AUBURN ST | ISONE | 101 | 345 | 111 | 870 | known |  | 42.0781 | -70.9739
115452 | AUBURN ST | ISONE | 101 | 115 | 111 | 870 | known
115449 | DUPONT | ISONE | 101 | 115 | 111 | 871 | unknown |  | 42.0753 | -71.0045 |  |  | 870 |  |  | 870
115485 | DUPONT | ISONE | 101 | 13.8 | 111 | 871 | unknown | [5 empty] | 870 |  |  | 870
115498 | DUPONT2 | ISONE | 101 | 13.8 | 111 | 871 | unknown | [5 empty] | 870 |  |  | 870
115455 | EASTON | ISONE | 101 | 115 | 111 | 872 | unknown |  | 42.0302 | -71.1154 | 41.9721 | -71.017 | 869 | 41.9721 | -71.017 | 869
115480 | EASTON | ISONE | 101 | 13.8 | 111 | 872 | unknown |  |  |  | 41.9721 | -71.017 | 869 | 41.9721 | -71.017 | 869
115456 | BELMONT | ISONE | 101 | 115 | 111 | 873 | unknown |  | 42.0658 | -71.0547
115482 | BELMONT | ISONE | 101 | 13.8 | 111 | 873 | unknown
115458 | STOUGHTON | ISONE | 101 | 115 | 111 | 874 | unknown |  | 42.1416 | -71.1009
115481 | STOUGHTON | ISONE | 101 | 13.8 | 111 | 874 | unknown
115459 | E BRIDGWATER | ISONE | 101 | 115 | 111 | 875 | unknown |  | 42.0238 | -70.9666
115483 | E BRIDGWTR 1 | ISONE | 101 | 13.8 | 111 | 875 | unknown
115493 | E BRIDGWTR 2 | ISONE | 101 | 13.8 | 111 | 875 | unknown
115460 | MILL ST M1 | ISONE | 101 | 115 | 111 | 876 | unknown |  | 41.9955 | -70.9379
115484 | MILL STREET | ISONE | 101 | 13.8 | 111 | 876 | unknown
115461 | PHILLIPS LN | ISONE | 101 | 115 | 111 | 877 | unknown |  | 42.1144 | -70.8709 | [5 empty] | 870
115467 | HANOVER S9_T | ISONE | 101 | 115 | 111 | 877 | unknown |  | 42.1144 | -70.8709 | [5 empty] | 870
115492 | PHILLIPS LN | ISONE | 101 | 13.8 | 111 | 877 | unknown | [8 empty] | 870
115462 | PARK VIEW | ISONE | 101 | 115 | 111 | 878 | unknown |  | 42.1026 | -71.0733 | [5 empty] | 870
115479 | PARK VIEW | ISONE | 101 | 13.8 | 111 | 878 | unknown | [8 empty] | 870
115463 | AMES STREET | ISONE | 101 | 115 | 111 | 879 | unknown |  | 42.1016 | -71.017 | [5 empty] | 870
115486 | AMES STREET | ISONE | 101 | 13.8 | 111 | 879 | unknown | [8 empty] | 870
115465 | N ABINGTON | ISONE | 101 | 115 | 111 | 880 | unknown |  | 42.1263 | -70.9345 | [5 empty] | 870
115487 | N ABINGTON | ISONE | 101 | 13.8 | 111 | 880 | unknown | [8 empty] | 870
115468 | WATER ST MA | ISONE | 101 | 115 | 111 | 881 | unknown |  | 42.1015 | -70.8314
115489 | WATER ST MA | ISONE | 101 | 13.8 | 111 | 881 | unknown
115470 | SCITUATE | ISONE | 101 | 115 | 111 | 882 | unknown |  | 42.198 | -70.7614
115491 | SCITUATE | ISONE | 101 | 13.8 | 111 | 882 | unknown
115464 | PLYMOUTH_C3 | ISONE | 101 | 115 | 111 | 883 | unknown |  | 42.1005 | -70.926 |  |  | 870 |  |  | 870 | Plymouth Street
115466 | PLYMOUTH_S9 | ISONE | 101 | 115 | 111 | 883 | unknown |  | 42.1005 | -70.926 |  |  | 870 |  |  | 870 | Plymouth Street
115473 | PLYMOUTH | ISONE | 101 | 115 | 111 | 883 | unknown |  | 42.1005 | -70.926 |  |  | 870 |  |  | 870 | Plymouth Street
115488 | PLYMOUTH | ISONE | 101 | 13.8 | 111 | 883 | unknown | [5 empty] | 870 |  |  | 870
115469 | NORWELL_S9 | ISONE | 101 | 115 | 111 | 884 | unknown |  | 42.1778 | -70.8023
115472 | NORWELL_C3 | ISONE | 101 | 115 | 111 | 884 | unknown |  | 42.1778 | -70.8023
115475 | NORWELL | ISONE | 101 | 115 | 111 | 884 | unknown |  | 42.1778 | -70.8023
115490 | NORWELL | ISONE | 101 | 13.8 | 111 | 884 | unknown
115476 | RAYNHAM_S8 | ISONE | 101 | 115 | 111 | 885 | unknown |  | 41.9076 | -71.054 | 41.9721 | -71.017 | 869 | 41.9721 | -71.017 | 869
115688 | RAYNHAM 2 | ISONE | 101 | 13.8 | 111 | 885 | unknown |  |  |  | 41.9721 | -71.017 | 869 | 41.9721 | -71.017 | 869
115477 | RAYNHAM_U6 | ISONE | 101 | 115 | 111 | 886 | unknown |  | 41.9076 | -71.054 | 41.8316 | -71.1244 | 892 | 41.8316 | -71.1244 | 892
115687 | RAYNHAM 1 | ISONE | 101 | 13.8 | 111 | 886 | unknown |  |  |  | 41.8316 | -71.1244 | 892 | 41.8316 | -71.1244 | 892
115499 | HARRISON BLV | ISONE | 101 | 115 | 111 | 887 | unknown |  | 42.119 | -71.0513 |  |  | 870 |  |  | 870
115500 | AVON | ISONE | 101 | 13.8 | 111 | 887 | unknown | [5 empty] | 870 |  |  | 870
115680 | HOBARTST_503 | ISONE | 101 | 115 | 111 | 888 | unknown |  | 42.2214 | -70.9059
115681 | HOBARTST_508 | ISONE | 101 | 115 | 111 | 888 | unknown |  | 42.2214 | -70.9059
115682 | HOBART ST 1X | ISONE | 101 | 13.8 | 111 | 888 | unknown
115683 | HOBART ST 2X | ISONE | 101 | 13.8 | 111 | 888 | unknown
115686 | CLEARY-TAUNT | ISONE | 101 | 115 | 111 | 889 | unknown |  | 41.8579 | -71.0971 |  |  |  | 41.9721 | -71.017 | 869
115689 | CLEARY G8-9A | ISONE | 101 | 13.8 | 111 | 889 | unknown | [6 empty] | 41.9721 | -71.017 | 869
115690 | CLEARY G9 | ISONE | 101 | 13.8 | 111 | 889 | unknown | [6 empty] | 41.9721 | -71.017 | 869
115696 | MIDDLEBORO | ISONE | 101 | 115 | 111 | 890 | unknown |  | 41.8913 | -70.904
115698 | MIDLBORO T1 | ISONE | 101 | 13.8 | 111 | 890 | unknown
115699 | MIDLBORO T2 | ISONE | 101 | 13.8 | 111 | 890 | unknown
115700 | MIDLBORO T3 | ISONE | 101 | 13.8 | 111 | 890 | unknown
115712 | SWANSEA | ISONE | 101 | 115 | 111 | 891 | unknown |  | 41.7491 | -71.2105
115734 | SWANSEA 11A | ISONE | 101 | 13.8 | 111 | 891 | unknown
115735 | SWANSEA 11B | ISONE | 101 | 13.8 | 111 | 891 | unknown
115713 | DIGHTON U6_T | ISONE | 101 | 115 | 111 | 892 | known |  | 41.8316 | -71.1244
115742 | DIGHTON PWR | ISONE | 101 | 22 | 111 | 892 | known
115714 | DIGHTON_U6 | ISONE | 101 | 115 | 111 | 893 | unknown |  | 41.8162 | -71.1361 | 41.8316 | -71.1244 | 892 | 41.8316 | -71.1244 | 892
115716 | DIGHTON_V5 | ISONE | 101 | 115 | 111 | 893 | unknown |  | 41.8162 | -71.1361 | 41.8316 | -71.1244 | 892 | 41.8316 | -71.1244 | 892
115736 | DIGHTON | ISONE | 101 | 13.8 | 111 | 893 | unknown |  |  |  | 41.8316 | -71.1244 | 892 | 41.8316 | -71.1244 | 892
115722 | BATES STREET | ISONE | 101 | 115 | 111 | 894 | unknown |  | 41.6799 | -71.1682
115732 | BATES STREET | ISONE | 101 | 14 | 111 | 894 | unknown
115723 | SYKES RD_12 | ISONE | 101 | 115 | 111 | 895 | unknown |  | 41.7406 | -71.1159
115737 | SYKES ROAD 1 | ISONE | 101 | 13.8 | 111 | 895 | unknown
115724 | BATES ST B | ISONE | 101 | 115 | 111 | 896 | unknown |  | 41.6799 | -71.1682
115733 | BATES STREET | ISONE | 101 | 13.8 | 111 | 896 | unknown
115725 | HATHWAY ST A | ISONE | 101 | 115 | 111 | 897 | unknown |  | 41.7163 | -71.1567
115726 | HATHWAY ST B | ISONE | 101 | 115 | 111 | 897 | unknown |  | 41.7163 | -71.1567
115730 | HATHAWAY ST | ISONE | 101 | 13.8 | 111 | 897 | unknown
115731 | HATHAWAY ST | ISONE | 101 | 23 | 111 | 897 | unknown
115729 | SYKES RD_13 | ISONE | 101 | 115 | 111 | 898 | unknown |  | 41.7406 | -71.1159
115738 | SYKES ROAD 2 | ISONE | 101 | 13.8 | 111 | 898 | unknown
115969 | MERCHNTS WAY | ISONE | 101 | 115 | 111 | 899 | unknown |  | 41.6852 | -70.2983 | 41.686 | -70.2846 | 12332 | 41.686 | -70.2846 | 12332
115971 | MERCHNTS WAY | ISONE | 101 | 46 | 111 | 899 | unknown |  |  |  | 41.686 | -70.2846 | 12332 | 41.686 | -70.2846 | 12332
115973 | CANDLE ST T2 | ISONE | 101 | 46 | 111 | 900 | unknown | [6 empty] | 41.686 | -70.2846 | 12332
115974 | CANDLE ST T1 | ISONE | 101 | 46 | 111 | 900 | unknown | [6 empty] | 41.686 | -70.2846 | 12332
115975 | CANDLE ST T2 | ISONE | 101 | 13.2 | 111 | 900 | unknown | [6 empty] | 41.686 | -70.2846 | 12332
115976 | CANDLE ST T1 | ISONE | 101 | 13.2 | 111 | 900 | unknown | [6 empty] | 41.686 | -70.2846 | 12332
115977 | BUNKERRD | ISONE | 101 | 13.2 | 111 | 901 | unknown
115978 | BUNKER CTG | ISONE | 101 | 13.2 | 111 | 901 | unknown
115979 | BUNKER BESS | ISONE | 101 | 0.4 | 111 | 901 | unknown
116009 | NORTHFLD MT | ISONE | 101 | 345 | 112 | 902 | known |  | 42.6112 | -72.4684
116010 | NORTHFIELD_R | ISONE | 101 | 345 | 112 | 902 | known
116104 | NORTHFLD MT | ISONE | 101 | 115 | 112 | 902 | known
116023 | BERKSHIRE | ISONE | 101 | 345 | 112 | 903 | known |  | 42.4687 | -73.0936
116312 | BERKSHIRE | ISONE | 101 | 115 | 112 | 903 | known
116601 | BERKSHIRE | ISONE | 101 | 23 | 112 | 903 | known
116045 | LUDLOW | ISONE | 101 | 345 | 112 | 904 | known |  | 42.195 | -72.4468
116046 | LUDLOW_R | ISONE | 101 | 345 | 112 | 904 | known
116047 | ES_334_MWC | ISONE | 101 | 345 | 112 | 904 | known
116120 | LUDLOW | ISONE | 101 | 115 | 112 | 904 | known
116427 | LUDLOW | ISONE | 101 | 13.8 | 112 | 904 | known
116048 | STONY BROOK | ISONE | 101 | 345 | 112 | 905 | unknown |  | 42.1976 | -72.5101 | 42.195 | -72.4468 | 904 | 42.195 | -72.4468 | 904
116112 | STONY BROOK | ISONE | 101 | 115 | 112 | 905 | unknown |  | 42.1976 | -72.5101 | 42.195 | -72.4468 | 904 | 42.195 | -72.4468 | 904
116417 | STONY BRK 1A | ISONE | 101 | 13.8 | 112 | 905 | unknown |  |  |  | 42.195 | -72.4468 | 904 | 42.195 | -72.4468 | 904
116418 | STONY BRK 1B | ISONE | 101 | 13.8 | 112 | 905 | unknown |  |  |  | 42.195 | -72.4468 | 904 | 42.195 | -72.4468 | 904
116419 | STONY BRK 1C | ISONE | 101 | 13.8 | 112 | 905 | unknown |  |  |  | 42.195 | -72.4468 | 904 | 42.195 | -72.4468 | 904
116420 | STONY BRK 1S | ISONE | 101 | 13.8 | 112 | 905 | unknown |  |  |  | 42.195 | -72.4468 | 904 | 42.195 | -72.4468 | 904
116421 | STONY BRK 2A | ISONE | 101 | 13.8 | 112 | 905 | unknown |  |  |  | 42.195 | -72.4468 | 904 | 42.195 | -72.4468 | 904
116422 | STONY BRK 2B | ISONE | 101 | 13.8 | 112 | 905 | unknown |  |  |  | 42.195 | -72.4468 | 904 | 42.195 | -72.4468 | 904
116081 | AGAWAM | ISONE | 101 | 345 | 112 | 906 | known |  | 42.0907 | -72.6349
116152 | AGAWAM | ISONE | 101 | 115 | 112 | 906 | known
116153 | AGAWAM_C | ISONE | 101 | 115 | 112 | 906 | known
116469 | AGAWAM | ISONE | 101 | 13.8 | 112 | 906 | known
116124 | ORCHARD | ISONE | 101 | 115 | 112 | 907 | unknown |  | 42.1604 | -72.5086 | 42.195 | -72.4468 | 904 | 42.195 | -72.4468 | 904
116433 | ORCHARD | ISONE | 101 | 13.8 | 112 | 907 | unknown |  |  |  | 42.195 | -72.4468 | 904 | 42.195 | -72.4468 | 904
116129 | MASSPWR 1930 | ISONE | 101 | 115 | 112 | 908 | unknown |  | 42.1569 | -72.5318 | [6 empty] | Massachussets Power
116438 | MONSANTO_C1 | ISONE | 101 | 13.8 | 112 | 908 | unknown
116130 | MASSPWR 1935 | ISONE | 101 | 115 | 112 | 909 | unknown |  | 42.1569 | -72.5318 | [6 empty] | Massachussets Power
116439 | MONSANTO_S1 | ISONE | 101 | 13.8 | 112 | 909 | unknown
116131 | MASSPWR 1940 | ISONE | 101 | 115 | 112 | 910 | unknown |  | 42.1569 | -72.5318 | [6 empty] | Massachussets Power
116440 | MONSANTO_C2 | ISONE | 101 | 13.8 | 112 | 910 | unknown
116133 | MEMORIAL DR | ISONE | 101 | 115 | 112 | 911 | unknown |  | 42.1956 | -72.5758
116450 | MEMORIAL DR | ISONE | 101 | 13.8 | 112 | 911 | unknown
116144 | CHICOPEE | ISONE | 101 | 115 | 112 | 912 | unknown |  | 42.167 | -72.5934 | 42.0907 | -72.6349 | 906 | 42.0907 | -72.6349 | 906
116457 | CHICOPEE | ISONE | 101 | 13.8 | 112 | 912 | unknown |  |  |  | 42.0907 | -72.6349 | 906 | 42.0907 | -72.6349 | 906
116458 | FRONT STREET | ISONE | 101 | 4.16 | 112 | 912 | unknown |  |  |  | 42.0907 | -72.6349 | 906 | 42.0907 | -72.6349 | 906
116148 | PIPER | ISONE | 101 | 115 | 112 | 913 | unknown |  | 42.1386 | -72.6408 | 42.0907 | -72.6349 | 906 | 42.0907 | -72.6349 | 906
116463 | PIPER | ISONE | 101 | 13.8 | 112 | 913 | unknown |  |  |  | 42.0907 | -72.6349 | 906 | 42.0907 | -72.6349 | 906
116156 | E-SPRINGFLD | ISONE | 101 | 115 | 112 | 914 | unknown |  | 42.1431 | -72.5513
116475 | E-SPRINGFLD | ISONE | 101 | 13.8 | 112 | 914 | unknown
116159 | BRCKWD1322_R | ISONE | 101 | 115 | 112 | 915 | unknown |  | 42.1154 | -72.5234 |  |  |  | 42.0907 | -72.6349 | 906
116160 | BRECKWOOD-1 | ISONE | 101 | 115 | 112 | 915 | unknown |  | 42.1154 | -72.5234 |  |  |  | 42.0907 | -72.6349 | 906
116161 | BRECKWOOD-2 | ISONE | 101 | 115 | 112 | 915 | unknown |  | 42.1154 | -72.5234 |  |  |  | 42.0907 | -72.6349 | 906
116481 | BRECKWOOD-1 | ISONE | 101 | 13.8 | 112 | 915 | unknown | [6 empty] | 42.0907 | -72.6349 | 906
116482 | BRECKWOOD-2 | ISONE | 101 | 13.8 | 112 | 915 | unknown | [6 empty] | 42.0907 | -72.6349 | 906
116164 | CLINTON | ISONE | 101 | 115 | 112 | 916 | unknown |  | 42.1047 | -72.601 |  |  |  | 42.0907 | -72.6349 | 906
116487 | CLINTON | ISONE | 101 | 13.8 | 112 | 916 | unknown | [6 empty] | 42.0907 | -72.6349 | 906
116168 | W-SPRINGFLD | ISONE | 101 | 115 | 112 | 917 | unknown |  | 42.0949 | -72.5951 | 42.0907 | -72.6349 | 906 | 42.0907 | -72.6349 | 906
116492 | W-SPRNGFLD-1 | ISONE | 101 | 13.8 | 112 | 917 | unknown |  |  |  | 42.0907 | -72.6349 | 906 | 42.0907 | -72.6349 | 906
116493 | W-SPRNGFLD-2 | ISONE | 101 | 13.8 | 112 | 917 | unknown |  |  |  | 42.0907 | -72.6349 | 906 | 42.0907 | -72.6349 | 906
116494 | W-SPRNGFLD-3 | ISONE | 101 | 13.8 | 112 | 917 | unknown |  |  |  | 42.0907 | -72.6349 | 906 | 42.0907 | -72.6349 | 906
116495 | SPGFLD RFUSE | ISONE | 101 | 4.16 | 112 | 917 | unknown |  |  |  | 42.0907 | -72.6349 | 906 | 42.0907 | -72.6349 | 906
116180 | FRANCONIA | ISONE | 101 | 115 | 112 | 918 | unknown |  | 42.055 | -72.5357
116499 | FRANCONIA | ISONE | 101 | 13.8 | 112 | 918 | unknown
116188 | BERKSHRE PWR | ISONE | 101 | 115 | 112 | 919 | known |  | 42.0476 | -72.6478
116190 | SOUTH AGAWAM | ISONE | 101 | 115 | 112 | 919 | known |  | 42.0494 | -72.6479
116505 | BERKSHRE_G1 | ISONE | 101 | 21 | 112 | 919 | known
116196 | 1781_T | ISONE | 101 | 115 | 112 | 920 | unknown |  | 42.061 | -72.6411 | 42.0476 | -72.6478 | 919 | 42.0476 | -72.6478 | 919
116197 | SILVER 1781 | ISONE | 101 | 115 | 112 | 920 | unknown |  | 42.061 | -72.6411 | 42.0476 | -72.6478 | 919 | 42.0476 | -72.6478 | 919
116200 | 1782_T | ISONE | 101 | 115 | 112 | 920 | unknown |  | 42.061 | -72.6411 | 42.0476 | -72.6478 | 919 | 42.0476 | -72.6478 | 919
116201 | SILVER 1782 | ISONE | 101 | 115 | 112 | 920 | unknown |  | 42.061 | -72.6411 | 42.0476 | -72.6478 | 919 | 42.0476 | -72.6478 | 919
116511 | SILVER | ISONE | 101 | 13.8 | 112 | 920 | unknown |  |  |  | 42.0476 | -72.6478 | 919 | 42.0476 | -72.6478 | 919
116212 | PINESHED | ISONE | 101 | 115 | 112 | 921 | unknown |  | 42.2472 | -72.5901
116517 | PINESHED | ISONE | 101 | 13.8 | 112 | 921 | unknown
116216 | MOUNT TOM | ISONE | 101 | 115 | 112 | 922 | unknown |  | 42.2817 | -72.6047
116523 | MOUNT TOM_G1 | ISONE | 101 | 15 | 112 | 922 | unknown
113091 | NORTHAMPTON | ISONE | 101 | 13.8 | 111 | 923 | unknown
116220 | MIDWAY | ISONE | 101 | 115 | 112 | 923 | unknown |  | 42.2873 | -72.6182
116221 | ES_1819_NGR | ISONE | 101 | 115 | 112 | 923 | unknown |  | 42.2873 | -72.6182
116529 | MIDWAY | ISONE | 101 | 13.8 | 112 | 923 | unknown
116224 | GUNN | ISONE | 101 | 115 | 112 | 924 | unknown |  | 42.236 | -72.6852
116535 | GUNN | ISONE | 101 | 23 | 112 | 924 | unknown
116227 | ES_1356_HGE | ISONE | 101 | 115 | 112 | 925 | unknown |  | 42.1997 | -72.5972
116228 | N-CANAL | ISONE | 101 | 115 | 112 | 925 | unknown |  | 42.1997 | -72.5972
116452 | HADLEY FALLS | ISONE | 101 | 6.6 | 112 | 925 | unknown
116539 | N-CANAL 1 | ISONE | 101 | 34.5 | 112 | 925 | unknown
116540 | N-CANAL 2 | ISONE | 101 | 34.5 | 112 | 925 | unknown
116541 | N-CANAL 3 | ISONE | 101 | 13.8 | 112 | 925 | unknown
116542 | N-CANAL 4 | ISONE | 101 | 13.8 | 112 | 925 | unknown
116230 | HOLYOKE | ISONE | 101 | 115 | 112 | 926 | unknown |  | 42.1999 | -72.61
116544 | HOLYOKE | ISONE | 101 | 13.8 | 112 | 926 | unknown
116232 | INGLESIDE | ISONE | 101 | 115 | 112 | 927 | unknown |  | 42.1708 | -72.6466
116547 | INGLESIDE | ISONE | 101 | 13.8 | 112 | 927 | unknown
116240 | BUCK POND | ISONE | 101 | 115 | 112 | 928 | unknown |  | 42.1755 | -72.7346 |  |  |  | 42.0907 | -72.6349 | 906
116553 | BUCK POND | ISONE | 101 | 23 | 112 | 928 | unknown | [6 empty] | 42.0907 | -72.6349 | 906
116244 | POCHASIC_T | ISONE | 101 | 115 | 112 | 929 | unknown |  | 42.116 | -72.8659 | 42.0907 | -72.6349 | 906 | 42.0907 | -72.6349 | 906
116248 | POCHASSIC | ISONE | 101 | 115 | 112 | 929 | unknown |  | 42.116 | -72.8659 | 42.0907 | -72.6349 | 906 | 42.0907 | -72.6349 | 906
116249 | POCHASSIC | ISONE | 101 | 69 | 112 | 929 | unknown |  | 42.116 | -72.8659 | 42.0907 | -72.6349 | 906 | 42.0907 | -72.6349 | 906
116252 | COBBLE MT | ISONE | 101 | 69 | 112 | 930 | unknown |  | 42.1171 | -72.8651 | [6 empty] | Cobble Mountain
116556 | COBBLE MT_G | ISONE | 101 | 6.9 | 112 | 930 | unknown
116256 | ELM | ISONE | 101 | 115 | 112 | 931 | unknown |  | 42.1274 | -72.7444 | 42.0907 | -72.6349 | 906 | 42.0907 | -72.6349 | 906
116559 | ELM | ISONE | 101 | 23 | 112 | 931 | unknown |  |  |  | 42.0907 | -72.6349 | 906 | 42.0907 | -72.6349 | 906
116267 | AMHERST-1134 | ISONE | 101 | 115 | 112 | 932 | unknown |  | 42.3736 | -72.507
116268 | AMHERST-1044 | ISONE | 101 | 115 | 112 | 932 | unknown |  | 42.3736 | -72.507
116269 | AMHERST_C | ISONE | 101 | 115 | 112 | 932 | unknown |  | 42.3736 | -72.507
116565 | AMHERST-1134 | ISONE | 101 | 13.8 | 112 | 932 | unknown
116566 | AMHERST-1044 | ISONE | 101 | 13.8 | 112 | 932 | unknown
116270 | TILSON-1044T | ISONE | 101 | 115 | 112 | 933 | unknown |  | 42.3972 | -72.5058
116271 | TILSON-1113T | ISONE | 101 | 115 | 112 | 933 | unknown |  | 42.3972 | -72.5058
116272 | TILSON-1044 | ISONE | 101 | 115 | 112 | 933 | unknown |  | 42.3972 | -72.5058
116273 | TILSON-1113 | ISONE | 101 | 115 | 112 | 933 | unknown |  | 42.3972 | -72.5058
116568 | TILSON-1044 | ISONE | 101 | 13.8 | 112 | 933 | unknown
116569 | TILSON-1113 | ISONE | 101 | 13.8 | 112 | 933 | unknown
116274 | PODICK | ISONE | 101 | 115 | 112 | 934 | unknown |  | 42.4244 | -72.5369
116275 | PODICK_C | ISONE | 101 | 115 | 112 | 934 | unknown |  | 42.4244 | -72.5369
116571 | PODICK | ISONE | 101 | 13.8 | 112 | 934 | unknown
116278 | MONTAGUE | ISONE | 101 | 115 | 112 | 935 | unknown |  | 42.5877 | -72.5779
116279 | ES_A127W_NGR | ISONE | 101 | 115 | 112 | 935 | unknown |  | 42.5877 | -72.5779
116280 | ES_Y177_NGR | ISONE | 101 | 115 | 112 | 935 | unknown |  | 42.5877 | -72.5779
116577 | MONTAGUE | ISONE | 101 | 13.8 | 112 | 935 | unknown
116578 | TURNERS FALS | ISONE | 101 | 2.4 | 112 | 935 | unknown
116579 | CABOT HYDRO | ISONE | 101 | 13.8 | 112 | 935 | unknown
116284 | CUMBERLAND | ISONE | 101 | 115 | 112 | 936 | unknown |  | 42.5716 | -72.6174
116285 | CUMBERLAND_C | ISONE | 101 | 115 | 112 | 936 | unknown |  | 42.5716 | -72.6174
116583 | CUMBERLAND | ISONE | 101 | 13.8 | 112 | 936 | unknown
116288 | ASHFIELD1231 | ISONE | 101 | 115 | 112 | 937 | unknown |  | 42.5376 | -72.7912 |  |  |  | 42.4687 | -73.0936 | 903
116292 | ASHFIELD1242 | ISONE | 101 | 115 | 112 | 937 | unknown |  | 42.5376 | -72.7912 |  |  |  | 42.4687 | -73.0936 | 903
116296 | ASHFIELD | ISONE | 101 | 115 | 112 | 937 | unknown |  | 42.5376 | -72.7912 |  |  |  | 42.4687 | -73.0936 | 903
116589 | ASHFIELD | ISONE | 101 | 23 | 112 | 937 | unknown | [6 empty] | 42.4687 | -73.0936 | 903
116300 | PLAINFLD1231 | ISONE | 101 | 115 | 112 | 938 | unknown |  | 42.5221 | -72.9135 | 42.4687 | -73.0936 | 903 | 42.4687 | -73.0936 | 903
116304 | PLAINFLD1242 | ISONE | 101 | 115 | 112 | 938 | unknown |  | 42.5221 | -72.9135 | 42.4687 | -73.0936 | 903 | 42.4687 | -73.0936 | 903
116308 | PLAINFLD MA | ISONE | 101 | 115 | 112 | 938 | unknown |  | 42.5221 | -72.9135 | 42.4687 | -73.0936 | 903 | 42.4687 | -73.0936 | 903
116595 | PLAINFLD MA | ISONE | 101 | 23 | 112 | 938 | unknown |  |  |  | 42.4687 | -73.0936 | 903 | 42.4687 | -73.0936 | 903
116316 | DOREEN N. | ISONE | 101 | 115 | 112 | 939 | unknown |  | 42.4431 | -73.2058 | 42.4687 | -73.0936 | 903 | 42.4687 | -73.0936 | 903
116317 | DOREEN S.1 | ISONE | 101 | 115 | 112 | 939 | unknown |  | 42.4431 | -73.2058 | 42.4687 | -73.0936 | 903 | 42.4687 | -73.0936 | 903
116318 | DOREEN S.2 | ISONE | 101 | 115 | 112 | 939 | unknown |  | 42.4431 | -73.2058 | 42.4687 | -73.0936 | 903 | 42.4687 | -73.0936 | 903
116319 | DOREEN_C | ISONE | 101 | 115 | 112 | 939 | unknown |  | 42.4431 | -73.2058 | 42.4687 | -73.0936 | 903 | 42.4687 | -73.0936 | 903
116607 | DOREEN | ISONE | 101 | 23 | 112 | 939 | unknown |  |  |  | 42.4687 | -73.0936 | 903 | 42.4687 | -73.0936 | 903
116608 | DOREEN JET | ISONE | 101 | 13.2 | 112 | 939 | unknown |  |  |  | 42.4687 | -73.0936 | 903 | 42.4687 | -73.0936 | 903
116324 | 1715_T | ISONE | 101 | 115 | 112 | 940 | unknown |  | 42.4559 | -73.2182 |  |  |  | 42.4687 | -73.0936 | 903 | Pittsfield Generating Facility
116325 | GE_1715 | ISONE | 101 | 115 | 112 | 940 | unknown |  | 42.4559 | -73.2182 |  |  |  | 42.4687 | -73.0936 | 903 | Pittsfield Generating Facility
116328 | 1816_T | ISONE | 101 | 115 | 112 | 940 | unknown |  | 42.4559 | -73.2182 |  |  |  | 42.4687 | -73.0936 | 903 | Pittsfield Generating Facility
116329 | GE_1816 | ISONE | 101 | 115 | 112 | 940 | unknown |  | 42.4559 | -73.2182 |  |  |  | 42.4687 | -73.0936 | 903 | Pittsfield Generating Facility
116332 | ALTRESCO | ISONE | 101 | 115 | 112 | 940 | unknown |  | 42.4559 | -73.2182 |  |  |  | 42.4687 | -73.0936 | 903 | Pittsfield Generating Facility
116333 | ALTRESCO 1X | ISONE | 101 | 99 | 112 | 940 | unknown |  | 42.4559 | -73.2182 |  |  |  | 42.4687 | -73.0936 | 903 | Pittsfield Generating Facility
116334 | ALTRESCO 2X | ISONE | 101 | 99 | 112 | 940 | unknown |  | 42.4559 | -73.2182 |  |  |  | 42.4687 | -73.0936 | 903 | Pittsfield Generating Facility
116618 | ALTRESCO_C1 | ISONE | 101 | 13.8 | 112 | 940 | unknown | [6 empty] | 42.4687 | -73.0936 | 903
116619 | ALTRESCO_C2 | ISONE | 101 | 13.8 | 112 | 940 | unknown | [6 empty] | 42.4687 | -73.0936 | 903
116620 | ALTRESCO_C3 | ISONE | 101 | 13.8 | 112 | 940 | unknown | [6 empty] | 42.4687 | -73.0936 | 903
116621 | ALTRESCO_S4 | ISONE | 101 | 13.8 | 112 | 940 | unknown | [6 empty] | 42.4687 | -73.0936 | 903
116336 | PARTRIDGE_T | ISONE | 101 | 115 | 112 | 941 | unknown |  | 42.4875 | -73.2166 |  |  |  | 42.4687 | -73.0936 | 903 | Pittsfield Generating Facility
116337 | PARTRIDGE | ISONE | 101 | 115 | 112 | 941 | unknown |  | 42.4875 | -73.2166 |  |  |  | 42.4687 | -73.0936 | 903 | Pittsfield Generating Facility
116625 | PARTRIDGE | ISONE | 101 | 23 | 112 | 941 | unknown | [6 empty] | 42.4687 | -73.0936 | 903
116352 | OSWALD | ISONE | 101 | 115 | 112 | 942 | unknown |  | 42.4373 | -73.2876
116631 | OSWALD | ISONE | 101 | 23 | 112 | 942 | unknown
116356 | WOODLAND | ISONE | 101 | 115 | 112 | 943 | unknown |  | 42.3363 | -73.2349
116357 | WOODLAND_C | ISONE | 101 | 115 | 112 | 943 | unknown |  | 42.3363 | -73.2349
116637 | WOODLAND | ISONE | 101 | 23 | 112 | 943 | unknown
116638 | WOODLAND JET | ISONE | 101 | 13.2 | 112 | 943 | unknown
113061 | PLEASANT-NEP | ISONE | 101 | 23 | 111 | 944 | unknown
116360 | PLEASANT | ISONE | 101 | 115 | 112 | 944 | unknown |  | 42.285 | -73.2407
116361 | PLEASANT_C | ISONE | 101 | 115 | 112 | 944 | unknown |  | 42.285 | -73.2407
116643 | PLEASANT | ISONE | 101 | 23 | 112 | 944 | unknown
116364 | BLANDFORD | ISONE | 101 | 115 | 112 | 945 | unknown |  | 42.2003 | -72.9654
116649 | BLANDFORD | ISONE | 101 | 23 | 112 | 945 | unknown
116650 | INDIAN RIVER | ISONE | 101 | 23 | 112 | 945 | unknown
116651 | INDIAN RIVER | ISONE | 101 | 2.3 | 112 | 945 | unknown
116372 | SOUTHWICK | ISONE | 101 | 115 | 112 | 946 | unknown |  | 42.0151 | -72.7944
116655 | SOUTHWICK | ISONE | 101 | 23 | 112 | 946 | unknown
113113 | FRENCH KG 28 | ISONE | 101 | 115 | 111 | 947 | unknown |  | 42.5989 | -72.476 |  |  |  | 42.6112 | -72.4684 | 902
113117 | FRENCH KG 27 | ISONE | 101 | 115 | 111 | 947 | unknown |  | 42.5989 | -72.476 |  |  |  | 42.6112 | -72.4684 | 902
116384 | FRENCH KING | ISONE | 101 | 115 | 112 | 947 | unknown |  | 42.5989 | -72.476 |  |  |  | 42.6112 | -72.4684 | 902
116667 | FRENCH KING | ISONE | 101 | 13.8 | 112 | 947 | unknown | [6 empty] | 42.6112 | -72.4684 | 902
116626 | BERKSHRE WND | ISONE | 101 | 23 | 112 | 948 | unknown
116627 | BERKSHRE WND | ISONE | 101 | 0.57 | 112 | 948 | unknown
117001 | WEST FARNUM | ISONE | 101 | 345 | 114 | 949 | known |  | 41.97 | -71.54
117005 | W FARNUM 74T | ISONE | 101 | 115 | 114 | 949 | known
117037 | W FARNUM 75T | ISONE | 101 | 115 | 114 | 949 | known
117344 | W FARNUM71_T | ISONE | 101 | 115 | 114 | 949 | known
117345 | W FARNUM72_T | ISONE | 101 | 115 | 114 | 949 | known
115015 | NGR_3361_NST | ISONE | 101 | 345 | 111 | 950 | known
117000 | SHERMAN ROAD | ISONE | 101 | 345 | 114 | 950 | known |  | 42.0103 | -71.6689
117002 | OCEAN STATE | ISONE | 101 | 345 | 114 | 950 | known |  | 42.0103 | -71.6689
117029 | OCEAN ST GT1 | ISONE | 101 | 13.8 | 114 | 950 | known
117030 | OCEAN ST GT2 | ISONE | 101 | 13.8 | 114 | 950 | known
117031 | OCEAN ST ST1 | ISONE | 101 | 13.8 | 114 | 950 | known
117032 | OCEAN ST GT3 | ISONE | 101 | 13.8 | 114 | 950 | known
117033 | OCEAN ST GT4 | ISONE | 101 | 13.8 | 114 | 950 | known
117034 | OCEAN ST ST2 | ISONE | 101 | 13.8 | 114 | 950 | known
114851 | RATHBURN ST | ISONE | 101 | 13.8 | 111 | 951 | unknown
114852 | S BELLINGHAM | ISONE | 101 | 13.8 | 111 | 951 | unknown
117004 | RIVERSIDE | ISONE | 101 | 115 | 114 | 951 | unknown |  | 42.0041 | -71.5078
117027 | RIVERSIDE_82 | ISONE | 101 | 13.8 | 114 | 951 | unknown
117028 | RIVERSIDE_81 | ISONE | 101 | 13.8 | 114 | 951 | unknown
117006 | STAPLES | ISONE | 101 | 115 | 114 | 952 | unknown |  | 41.9807 | -71.4458
117020 | STAPLES | ISONE | 101 | 13.8 | 114 | 952 | unknown
117008 | VALLEY P11 | ISONE | 101 | 115 | 114 | 953 | unknown |  | 41.913 | -71.3849
117021 | VALLEY T22 | ISONE | 101 | 13.8 | 114 | 953 | unknown
117022 | VALLEY T23 | ISONE | 101 | 23 | 114 | 953 | unknown
117023 | VALLEY T21 | ISONE | 101 | 13.8 | 114 | 953 | unknown
117038 | VALLEY_R9 | ISONE | 101 | 115 | 114 | 953 | unknown |  | 41.913 | -71.3849
117010 | WASHINGTN RI | ISONE | 101 | 115 | 114 | 954 | unknown |  | 41.9371 | -71.462 |  |  |  | 41.97 | -71.54 | 949
117015 | WASHNGTON T2 | ISONE | 101 | 13.8 | 114 | 954 | unknown | [6 empty] | 41.97 | -71.54 | 949
117017 | WASHNGTON T1 | ISONE | 101 | 13.8 | 114 | 954 | unknown | [6 empty] | 41.97 | -71.54 | 949
117011 | FARNUM | ISONE | 101 | 115 | 114 | 955 | unknown |  | 41.98 | -71.5213
117018 | FARNUM | ISONE | 101 | 23 | 114 | 955 | unknown
117012 | NASONVILLE | ISONE | 101 | 115 | 114 | 956 | unknown |  | 41.9742 | -71.6099 | 41.97 | -71.54 | 949 | 41.97 | -71.54 | 949
117019 | NASONVILLE | ISONE | 101 | 14 | 114 | 956 | unknown |  |  |  | 41.97 | -71.54 | 949 | 41.97 | -71.54 | 949
117007 | PAWTUCKT P11 | ISONE | 101 | 115 | 114 | 957 | unknown |  | 41.8674 | -71.3816
117024 | PAWTUCKT T74 | ISONE | 101 | 13.8 | 114 | 957 | unknown
117026 | PAWTUCKT T73 | ISONE | 101 | 13.8 | 114 | 957 | unknown
117035 | PAWTUCKET_X3 | ISONE | 101 | 115 | 114 | 957 | unknown |  | 41.8674 | -71.3816
117036 | PAWTUCKET_T7 | ISONE | 101 | 115 | 114 | 957 | unknown |  | 41.8674 | -71.3816
117039 | HIGHLAND PRK | ISONE | 101 | 115 | 114 | 958 | unknown |  | 41.9936 | -71.4727
117040 | HIGHLAND T1 | ISONE | 101 | 13.8 | 114 | 958 | unknown
117041 | HIGHLAND T2 | ISONE | 101 | 13.8 | 114 | 958 | unknown
117014 | PHILLIP X3_T | ISONE | 101 | 115 | 114 | 959 | unknown |  | 41.8451 | -71.3667 | [6 empty] | Phillipsdale
117043 | SOUTHEAST_X3 | ISONE | 101 | 115 | 114 | 959 | unknown |  | 41.8451 | -71.3667
117045 | SOUTHEAST T1 | ISONE | 101 | 13.8 | 114 | 959 | unknown
117044 | SOUTHEAST_T7 | ISONE | 101 | 115 | 114 | 960 | unknown |  | 41.8451 | -71.3667
117046 | SOUTHEAST T2 | ISONE | 101 | 13.8 | 114 | 960 | unknown
117051 | IRON MINE | ISONE | 101 | 115 | 114 | 961 | unknown |  | 41.9681 | -71.5256 | 41.97 | -71.54 | 949 | 41.97 | -71.54 | 949
117052 | QP834_COL | ISONE | 101 | 34.5 | 114 | 961 | unknown |  |  |  | 41.97 | -71.54 | 949 | 41.97 | -71.54 | 949
117053 | QP834_XFR | ISONE | 101 | 34.5 | 114 | 962 | unknown | [6 empty] | 41.97 | -71.54 | 949
117054 | QP834_PV | ISONE | 101 | 0.63 | 114 | 962 | unknown | [6 empty] | 41.97 | -71.54 | 949
117301 | KENT COUNTY | ISONE | 101 | 345 | 114 | 963 | known |  | 41.6833 | -71.4794
117332 | KENT COUNTY | ISONE | 101 | 115 | 114 | 963 | known
117385 | KENT COUNTY | ISONE | 101 | 34.5 | 114 | 963 | known
117417 | KENT COUNTY | ISONE | 101 | 12.47 | 114 | 963 | known
117447 | KENT CO. T7 | ISONE | 101 | 115 | 114 | 963 | known
117451 | KENT CO._C2 | ISONE | 101 | 115 | 114 | 963 | known
117456 | KENT CO._C56 | ISONE | 101 | 115 | 114 | 963 | known
117476 | KENT T5 | ISONE | 101 | 12.5 | 114 | 963 | known
117499 | KENT_85 | ISONE | 101 | 115 | 114 | 963 | known
117302 | TIVERTON A | ISONE | 101 | 115 | 114 | 964 | unknown |  | 41.6439 | -71.1843 | 41.6421 | -71.1707 | 992 | 41.6421 | -71.1707 | 992
117355 | TIVERTON_M13 | ISONE | 101 | 115 | 114 | 964 | unknown |  | 41.6439 | -71.1843 | 41.6421 | -71.1707 | 992 | 41.6421 | -71.1707 | 992
117411 | TIVERTON 2 | ISONE | 101 | 12.47 | 114 | 964 | unknown |  |  |  | 41.6421 | -71.1707 | 992 | 41.6421 | -71.1707 | 992
117518 | QP941_COL | ISONE | 101 | 12.47 | 114 | 964 | unknown |  |  |  | 41.6421 | -71.1707 | 992 | 41.6421 | -71.1707 | 992
117521 | QP942_COL | ISONE | 101 | 12.47 | 114 | 964 | unknown |  |  |  | 41.6421 | -71.1707 | 992 | 41.6421 | -71.1707 | 992
117303 | TIVERTON B | ISONE | 101 | 115 | 114 | 965 | unknown |  | 41.6439 | -71.1843 | 41.6421 | -71.1707 | 992 | 41.6421 | -71.1707 | 992
117356 | TIVERTON_L14 | ISONE | 101 | 115 | 114 | 965 | unknown |  | 41.6439 | -71.1843 | 41.6421 | -71.1707 | 992 | 41.6421 | -71.1707 | 992
117410 | TIVERTON 1 | ISONE | 101 | 12.47 | 114 | 965 | unknown |  |  |  | 41.6421 | -71.1707 | 992 | 41.6421 | -71.1707 | 992
117304 | WAMPANOG | ISONE | 101 | 115 | 114 | 966 | unknown |  | 41.8022 | -71.3485
117361 | WAMPANOG 2 | ISONE | 101 | 12.47 | 114 | 966 | unknown
117408 | WAMPANOG | ISONE | 101 | 12.47 | 114 | 966 | unknown
117305 | KENYON | ISONE | 101 | 115 | 114 | 967 | unknown |  | 41.4385 | -71.6323
117365 | KENYON 1 | ISONE | 101 | 12.47 | 114 | 967 | unknown
117366 | KENYON 2 | ISONE | 101 | 12.47 | 114 | 967 | unknown
117306 | WOLF HILL | ISONE | 101 | 115 | 114 | 968 | unknown |  | 41.8814 | -71.5269 |  |  |  | 41.97 | -71.54 | 949
117346 | WOLF HILL_71 | ISONE | 101 | 115 | 114 | 968 | unknown |  | 41.8814 | -71.5269 |  |  |  | 41.97 | -71.54 | 949
117347 | WOLF HILL_72 | ISONE | 101 | 115 | 114 | 968 | unknown |  | 41.8814 | -71.5269 |  |  |  | 41.97 | -71.54 | 949
117390 | WOLF HILL | ISONE | 101 | 23 | 114 | 968 | unknown | [6 empty] | 41.97 | -71.54 | 949
117307 | PHILLIPDAL 2 | ISONE | 101 | 115 | 114 | 969 | unknown |  | 41.8451 | -71.3667 | [6 empty] | Phillipsdale
117350 | PHILLIPDAL 1 | ISONE | 101 | 115 | 114 | 969 | unknown |  | 41.8451 | -71.3667 | [6 empty] | Phillipsdale
117398 | PHILIPDL T2X | ISONE | 101 | 23 | 114 | 969 | unknown
117400 | PHILIPDL T1X | ISONE | 101 | 23 | 114 | 969 | unknown
117308 | WARREN T6 | ISONE | 101 | 115 | 114 | 970 | unknown |  | 41.7336 | -71.2808
117309 | WARREN T5 | ISONE | 101 | 115 | 114 | 970 | unknown |  | 41.7336 | -71.2808
117407 | WARREN | ISONE | 101 | 23 | 114 | 970 | unknown
117413 | WARREN 1 | ISONE | 101 | 12.47 | 114 | 970 | unknown
117414 | WARREN 2 | ISONE | 101 | 12.47 | 114 | 970 | unknown
117310 | PONTIAC AV 1 | ISONE | 101 | 115 | 114 | 971 | unknown |  | 41.7358 | -71.4554
117386 | PONTIAC AV 1 | ISONE | 101 | 12.47 | 114 | 971 | unknown
117311 | JOHNSTON 1 | ISONE | 101 | 115 | 114 | 972 | unknown |  | 41.8144 | -71.4748
117312 | JOHNSTON 2 | ISONE | 101 | 115 | 114 | 972 | unknown |  | 41.8144 | -71.4748
117362 | JOHNSTON | ISONE | 101 | 23 | 114 | 972 | unknown
117418 | JOHNSTON T3 | ISONE | 101 | 12.47 | 114 | 972 | unknown
117423 | JOHNSTON T4 | ISONE | 101 | 12.47 | 114 | 972 | unknown
117313 | TOWER HILL | ISONE | 101 | 115 | 114 | 973 | unknown |  | 41.5486 | -71.4721
117363 | TOWER HILL | ISONE | 101 | 12.47 | 114 | 973 | unknown
117508 | QP694 | ISONE | 101 | 0.69 | 114 | 973 | unknown
117512 | QP695 | ISONE | 101 | 0.69 | 114 | 973 | unknown
117315 | OLD BAPT_190 | ISONE | 101 | 115 | 114 | 974 | unknown |  | 41.6097 | -71.4774 | [6 empty] | Old Baptist Road
117322 | OLD BAPT_185 | ISONE | 101 | 115 | 114 | 974 | unknown |  | 41.6097 | -71.4774 | [6 empty] | Old Baptist Road
117368 | OLD BAPT T2 | ISONE | 101 | 12.47 | 114 | 974 | unknown
117372 | OLD BAPT T1 | ISONE | 101 | 12.47 | 114 | 974 | unknown
117316 | LINCOLNAV_88 | ISONE | 101 | 115 | 114 | 975 | unknown |  | 41.7503 | -71.4391
117369 | LINCOLN AV 1 | ISONE | 101 | 12.47 | 114 | 975 | unknown
117317 | LINCOLNAV_87 | ISONE | 101 | 115 | 114 | 976 | unknown |  | 41.7503 | -71.4391
117370 | LINCOLN AV 2 | ISONE | 101 | 12.47 | 114 | 976 | unknown
117319 | PONTIAC AV 2 | ISONE | 101 | 115 | 114 | 977 | unknown |  | 41.7358 | -71.4554
117371 | PONTIAC AV 2 | ISONE | 101 | 12.47 | 114 | 977 | unknown
117320 | ADMIRALST_43 | ISONE | 101 | 115 | 114 | 978 | unknown |  | 41.8416 | -71.4212 |  |  |  | 41.97 | -71.54 | 949 | Admiral Street
117321 | ADMIRALST_44 | ISONE | 101 | 115 | 114 | 978 | unknown |  | 41.8416 | -71.4212 |  |  |  | 41.97 | -71.54 | 949 | Admiral Street
117395 | ADMIRAL ST | ISONE | 101 | 23 | 114 | 978 | unknown | [6 empty] | 41.97 | -71.54 | 949
117409 | CLARKSON 2 | ISONE | 101 | 12.47 | 114 | 978 | unknown | [6 empty] | 41.97 | -71.54 | 949
117412 | CLARKSON 1 | ISONE | 101 | 12.47 | 114 | 978 | unknown | [6 empty] | 41.97 | -71.54 | 949
117443 | CLARKSON_43 | ISONE | 101 | 115 | 114 | 978 | unknown |  | 41.8433 | -71.4208 |  |  |  | 41.97 | -71.54 | 949
117444 | CLARKSON_44 | ISONE | 101 | 115 | 114 | 978 | unknown |  | 41.8433 | -71.4208 |  |  |  | 41.97 | -71.54 | 949
117506 | ADMRAL 12 KV | ISONE | 101 | 12.5 | 114 | 978 | unknown | [6 empty] | 41.97 | -71.54 | 949
117323 | BRISTOL RI | ISONE | 101 | 115 | 114 | 979 | unknown |  | 41.6946 | -71.2684
117396 | BRISTOL RI | ISONE | 101 | 12.47 | 114 | 979 | unknown
117325 | DAVISVILL_85 | ISONE | 101 | 115 | 114 | 980 | unknown |  | 41.5926 | -71.4352 | [6 empty] | Davisville
117326 | DAVISVILL_90 | ISONE | 101 | 115 | 114 | 980 | unknown |  | 41.5926 | -71.4352 | [6 empty] | Davisville
117367 | DAVISVILL T1 | ISONE | 101 | 34.5 | 114 | 980 | unknown
117373 | DAVISVILL T2 | ISONE | 101 | 34.5 | 114 | 980 | unknown
117327 | DRUMROCK | ISONE | 101 | 115 | 114 | 981 | unknown |  | 41.6966 | -71.4729 | 41.6833 | -71.4794 | 963 | 41.6833 | -71.4794 | 963
117374 | DRUMROCK T3 | ISONE | 101 | 12.47 | 114 | 981 | unknown |  |  |  | 41.6833 | -71.4794 | 963 | 41.6833 | -71.4794 | 963
117376 | DRUMROCK T5 | ISONE | 101 | 12.47 | 114 | 981 | unknown |  |  |  | 41.6833 | -71.4794 | 963 | 41.6833 | -71.4794 | 963
117377 | DRUMROCK | ISONE | 101 | 23 | 114 | 981 | unknown |  |  |  | 41.6833 | -71.4794 | 963 | 41.6833 | -71.4794 | 963
117378 | DRUMROCK T3 | ISONE | 101 | 99 | 114 | 981 | unknown |  | 41.6966 | -71.4729 | 41.6833 | -71.4794 | 963 | 41.6833 | -71.4794 | 963
117379 | DRUMROCK T5 | ISONE | 101 | 99 | 114 | 981 | unknown |  | 41.6966 | -71.4729 | 41.6833 | -71.4794 | 963 | 41.6833 | -71.4794 | 963
117328 | FARNUM PIKE1 | ISONE | 101 | 115 | 114 | 982 | unknown |  | 41.9012 | -71.5309 | 41.97 | -71.54 | 949 | 41.97 | -71.54 | 949
117380 | FARNUM PIKE1 | ISONE | 101 | 12.47 | 114 | 982 | unknown |  |  |  | 41.97 | -71.54 | 949 | 41.97 | -71.54 | 949
117329 | FARNUM PIKE2 | ISONE | 101 | 115 | 114 | 983 | unknown |  | 41.9012 | -71.5309 | 41.97 | -71.54 | 949 | 41.97 | -71.54 | 949
117394 | FARNUM PIKE2 | ISONE | 101 | 12.47 | 114 | 983 | unknown |  |  |  | 41.97 | -71.54 | 949 | 41.97 | -71.54 | 949
117336 | FRANKLIN SQ | ISONE | 101 | 115 | 114 | 984 | unknown |  | 41.8163 | -71.4056
117419 | POINT ST T2 | ISONE | 101 | 115 | 114 | 984 | unknown |  | 41.8163 | -71.4056
117420 | POINT ST T2 | ISONE | 101 | 12.47 | 114 | 984 | unknown
117424 | POINT ST T1 | ISONE | 101 | 12.47 | 114 | 984 | unknown
117425 | POINT ST T1 | ISONE | 101 | 115 | 114 | 984 | unknown |  | 41.8163 | -71.4056
117426 | MANCHSTR 09A | ISONE | 101 | 13.8 | 114 | 984 | unknown
117427 | MANCHSTR 10A | ISONE | 101 | 13.8 | 114 | 984 | unknown
117428 | MANCHSTR 11A | ISONE | 101 | 13.8 | 114 | 984 | unknown
117431 | FRNKLNSQ SC1 | ISONE | 101 | 11.5 | 114 | 984 | unknown
117432 | FRNKLNSQ SC2 | ISONE | 101 | 11.5 | 114 | 984 | unknown
117433 | FRNKLNSQ SC3 | ISONE | 101 | 11.5 | 114 | 984 | unknown
117452 | FRANKLN SQ_C | ISONE | 101 | 115 | 114 | 984 | unknown |  | 41.8163 | -71.4056
117337 | SOCKANSET_87 | ISONE | 101 | 115 | 114 | 985 | unknown |  | 41.7542 | -71.4404 | [6 empty] | Sockanosset
117338 | SOCKANSET_88 | ISONE | 101 | 115 | 114 | 985 | unknown |  | 41.7542 | -71.4404 | [6 empty] | Sockanosset
117387 | SOCKANOSSET | ISONE | 101 | 23 | 114 | 985 | unknown
117342 | W CRANSTN_71 | ISONE | 101 | 115 | 114 | 986 | unknown |  | 41.7568 | -71.5218 | [5 empty] | 993
117388 | W CRANSTON 1 | ISONE | 101 | 12.47 | 114 | 986 | unknown | [8 empty] | 993
117343 | W CRANSTN_72 | ISONE | 101 | 115 | 114 | 987 | unknown |  | 41.7568 | -71.5218 |  |  | 993 |  |  | 993
117364 | W CRANSTON 2 | ISONE | 101 | 12.47 | 114 | 987 | unknown | [5 empty] | 993 |  |  | 993
117348 | WOOD RIVER | ISONE | 101 | 115 | 114 | 988 | unknown |  | 41.4275 | -71.7041
117391 | WOOD RIVER 1 | ISONE | 101 | 34.5 | 114 | 988 | unknown
117392 | WOOD RIVER 2 | ISONE | 101 | 34.5 | 114 | 988 | unknown
117507 | STSK_GEN | ISONE | 101 | 0.55 | 114 | 988 | unknown
117349 | WOONSOCEKT | ISONE | 101 | 115 | 114 | 989 | unknown |  | 41.9796 | -71.5225 | 41.97 | -71.54 | 949 | 41.97 | -71.54 | 949 | Woonsocket
117448 | WOONSOCKET | ISONE | 101 | 13.8 | 114 | 989 | unknown |  |  |  | 41.97 | -71.54 | 949 | 41.97 | -71.54 | 949
117473 | QP869 | ISONE | 101 | 0.45 | 114 | 989 | unknown |  |  |  | 41.97 | -71.54 | 949 | 41.97 | -71.54 | 949
117474 | QP870 | ISONE | 101 | 0.45 | 114 | 989 | unknown |  |  |  | 41.97 | -71.54 | 949 | 41.97 | -71.54 | 949
117353 | PUTNAM PK_71 | ISONE | 101 | 115 | 114 | 990 | unknown |  | 41.8668 | -71.5222 | [6 empty] | Putnam Pike
117415 | PUTNAM PIKE1 | ISONE | 101 | 12.47 | 114 | 990 | unknown
117354 | PUTNAM PK_72 | ISONE | 101 | 115 | 114 | 991 | unknown |  | 41.8668 | -71.5222 | [6 empty] | Putnam Pike
117416 | PUTNAM PIKE2 | ISONE | 101 | 12.47 | 114 | 991 | unknown
117357 | TIVERTON | ISONE | 101 | 115 | 114 | 992 | known |  | 41.6421 | -71.1707
117434 | TIVERTON GT | ISONE | 101 | 18 | 114 | 992 | known
117435 | TIVERTON ST | ISONE | 101 | 13.8 | 114 | 992 | known
118123 | NGR_M13_CON | ISONE | 101 | 115 | 114 | 992 | known
118124 | NGR_L14_CON | ISONE | 101 | 115 | 114 | 992 | known
117334 | RISE 171_TAP | ISONE | 101 | 115 | 114 | 993 | known
117360 | RISE 172_TAP | ISONE | 101 | 115 | 114 | 993 | known
117375 | RISE | ISONE | 101 | 115 | 114 | 993 | known |  | 41.8017 | -71.5186
117436 | RISE CT1 | ISONE | 101 | 18 | 114 | 993 | known
117437 | RISE ST | ISONE | 101 | 18 | 114 | 993 | known
117438 | RISE CT2 | ISONE | 101 | 18 | 114 | 993 | known
117461 | SHUN PIKE | ISONE | 101 | 115 | 114 | 993 | known
117462 | SHUN PIKE | ISONE | 101 | 13.2 | 114 | 993 | known
118125 | NG_S171S_FPL | ISONE | 101 | 115 | 114 | 993 | known
118126 | NG_T172S_FPL | ISONE | 101 | 115 | 114 | 993 | known
117339 | W KINGSTON | ISONE | 101 | 115 | 114 | 994 | unknown |  | 41.4727 | -71.5742
117389 | W KINGSTON 2 | ISONE | 101 | 34.5 | 114 | 994 | unknown
117393 | W KINGSTON 1 | ISONE | 101 | 34.5 | 114 | 994 | unknown
117439 | W KINGSTN_85 | ISONE | 101 | 115 | 114 | 994 | unknown |  | 41.4727 | -71.5742
117440 | W KINGSTN_90 | ISONE | 101 | 115 | 114 | 994 | unknown |  | 41.4727 | -71.5742
117404 | SOUTH ST SC1 | ISONE | 101 | 11.5 | 114 | 995 | unknown
117457 | SOUTH ST T1 | ISONE | 101 | 115 | 114 | 995 | unknown |  | 41.8189 | -71.4063
117405 | SOUTH ST SC2 | ISONE | 101 | 11.5 | 114 | 996 | unknown
117450 | SOUTH ST T2 | ISONE | 101 | 115 | 114 | 996 | unknown |  | 41.8189 | -71.4063
117406 | SOUTH ST SC3 | ISONE | 101 | 11.5 | 114 | 997 | unknown
117449 | SOUTH ST T3 | ISONE | 101 | 115 | 114 | 997 | unknown |  | 41.8189 | -71.4063
117421 | KILVERT_187 | ISONE | 101 | 115 | 114 | 998 | unknown |  | 41.7296 | -71.4498 |  |  |  | 41.6833 | -71.4794 | 963
117466 | KILVERT 2 | ISONE | 101 | 12.47 | 114 | 998 | unknown | [6 empty] | 41.6833 | -71.4794 | 963
117422 | KILVERT 1 | ISONE | 101 | 12.47 | 114 | 999 | unknown | [6 empty] | 41.6833 | -71.4794 | 963
117465 | KILVERT_188 | ISONE | 101 | 115 | 114 | 999 | unknown |  | 41.7296 | -71.4498 |  |  |  | 41.6833 | -71.4794 | 963
117429 | LANDFILL TAP | ISONE | 101 | 23 | 114 | 1000 | unknown
117446 | J LANDFIL P2 | ISONE | 101 | 4.2 | 114 | 1000 | unknown
117453 | RIDGEWOOD_71 | ISONE | 101 | 115 | 114 | 1001 | unknown |  | 41.8028 | -71.5232 |  |  | 993 |  |  | 993
117454 | RIDGEWOOD LD | ISONE | 101 | 115 | 114 | 1001 | unknown |  | 41.8028 | -71.5232 |  |  | 993 |  |  | 993
117455 | RIDGEWOOD LD | ISONE | 101 | 13.8 | 114 | 1001 | unknown | [5 empty] | 993 |  |  | 993
117458 | CHASE HILL | ISONE | 101 | 115 | 114 | 1002 | unknown |  | 41.4126 | -71.7694
117459 | CHASE HILL | ISONE | 101 | 12.47 | 114 | 1002 | unknown
117463 | NEW LONDN AV | ISONE | 101 | 115 | 114 | 1003 | unknown |  | 41.7091 | -71.5039 | [5 empty] | 993 | North London Substation
117464 | NEW LONDN AV | ISONE | 101 | 12.47 | 114 | 1003 | unknown | [8 empty] | 993
117483 | RI WED 1 | ISONE | 101 | 23 | 114 | 1004 | unknown
117485 | RI_WED_GEN | ISONE | 101 | 0.6 | 114 | 1004 | unknown
117484 | RI WED 2 | ISONE | 101 | 23 | 114 | 1005 | unknown
117486 | RI WED G2 | ISONE | 101 | 0.6 | 114 | 1005 | unknown
117494 | DEEPWATER | ISONE | 101 | 34.5 | 114 | 1006 | unknown
117495 | BLK ISL WIND | ISONE | 101 | 0.9 | 114 | 1006 | unknown
117500 | J_LANDF_H | ISONE | 101 | 23 | 114 | 1007 | unknown
117501 | J_LANDF_L | ISONE | 101 | 0.6 | 114 | 1007 | unknown
117502 | S-SKY-2228_H | ISONE | 101 | 23 | 114 | 1008 | unknown
117503 | S-SKY-2228_L | ISONE | 101 | 0.48 | 114 | 1008 | unknown
117504 | S-SKY-WCR_H | ISONE | 101 | 12.5 | 114 | 1009 | unknown
117505 | S-SKY-WCR_L | ISONE | 101 | 0.48 | 114 | 1009 | unknown
117509 | UNISITY PV1 | ISONE | 101 | 0.575 | 114 | 1010 | unknown |  |  |  | 41.6833 | -71.4794 | 963 | 41.6833 | -71.4794 | 963
117510 | UNISITY PV2 | ISONE | 101 | 0.48 | 114 | 1010 | unknown |  |  |  | 41.6833 | -71.4794 | 963 | 41.6833 | -71.4794 | 963
117511 | KCT345 | ISONE | 101 | 34.5 | 114 | 1010 | unknown |  |  |  | 41.6833 | -71.4794 | 963 | 41.6833 | -71.4794 | 963
117513 | HOPE_23 | ISONE | 101 | 23 | 114 | 1011 | unknown
117514 | HOPE_0.385KV | ISONE | 101 | 0.385 | 114 | 1011 | unknown
117515 | SCIT_23 | ISONE | 101 | 23 | 114 | 1012 | unknown
117516 | SCIT_0.385KV | ISONE | 101 | 0.385 | 114 | 1012 | unknown
117519 | QP941_XFR | ISONE | 101 | 12.47 | 114 | 1013 | unknown | [6 empty] | 41.6421 | -71.1707 | 992
117520 | QP941_GEN | ISONE | 101 | 0.66 | 114 | 1013 | unknown | [6 empty] | 41.6421 | -71.1707 | 992
117522 | QP942_XFR | ISONE | 101 | 12.47 | 114 | 1014 | unknown | [6 empty] | 41.6421 | -71.1707 | 992
117523 | QP942_GEN | ISONE | 101 | 0.66 | 114 | 1014 | unknown | [6 empty] | 41.6421 | -71.1707 | 992
117532 | RVWND_ON1-1 | ISONE | 101 | 115 | 114 | 1015 | unknown |  | 41.1718 | -71.0445 | [6 empty] | Revolution wind
117533 | RVWND_ON2-1 | ISONE | 101 | 275 | 114 | 1015 | unknown |  | 41.1718 | -71.0445 | [6 empty] | Revolution wind
117543 | RVWND_SC1 | ISONE | 101 | 24 | 114 | 1015 | unknown
117544 | RVWND_ON1-2 | ISONE | 101 | 115 | 114 | 1015 | unknown |  | 41.1718 | -71.0445 | [6 empty] | Revolution wind
117545 | RVWND_ON2-2 | ISONE | 101 | 275 | 114 | 1015 | unknown |  | 41.1718 | -71.0445 | [6 empty] | Revolution wind
117555 | RVWND_SC2 | ISONE | 101 | 24 | 114 | 1015 | unknown
117556 | RVWND_ON_HF1 | ISONE | 101 | 275 | 114 | 1015 | unknown |  | 41.1718 | -71.0445 | [6 empty] | Revolution wind
117557 | RVWND_ON_HF2 | ISONE | 101 | 275 | 114 | 1015 | unknown |  | 41.1718 | -71.0445 | [6 empty] | Revolution wind
117558 | RVWND_ON_SW1 | ISONE | 101 | 275 | 114 | 1015 | unknown |  | 41.1718 | -71.0445 | [6 empty] | Revolution wind
117559 | RVWND_ON_SW2 | ISONE | 101 | 275 | 114 | 1015 | unknown |  | 41.1718 | -71.0445 | [6 empty] | Revolution wind
117536 | RVWND_OSSHV2 | ISONE | 101 | 275 | 114 | 1016 | unknown |  | 41.1718 | -71.0445 | [6 empty] | Revolution wind
117537 | RVWND_OS66-1 | ISONE | 101 | 66 | 114 | 1016 | unknown
117540 | RVWND_OS66-2 | ISONE | 101 | 66 | 114 | 1016 | unknown
117538 | RVWND_WTGHV1 | ISONE | 101 | 66 | 114 | 1017 | unknown
117539 | RVWND_WTGLV1 | ISONE | 101 | 0.69 | 114 | 1017 | unknown
117541 | RVWND_WTGHV2 | ISONE | 101 | 66 | 114 | 1018 | unknown
117542 | RVWND_WTGLV2 | ISONE | 101 | 0.69 | 114 | 1018 | unknown
117548 | RVWND_OSSHV3 | ISONE | 101 | 275 | 114 | 1019 | unknown |  | 41.1718 | -71.0445 | [6 empty] | Revolution wind
117549 | RVWND_OS66-3 | ISONE | 101 | 66 | 114 | 1019 | unknown
117552 | RVWND_OS66-4 | ISONE | 101 | 66 | 114 | 1019 | unknown
117550 | RVWND_WTGHV3 | ISONE | 101 | 66 | 114 | 1020 | unknown
117551 | RVWND_WTGLV3 | ISONE | 101 | 0.69 | 114 | 1020 | unknown
117553 | RVWND_WTGHV4 | ISONE | 101 | 66 | 114 | 1021 | unknown
117554 | RVWND_WTGLV4 | ISONE | 101 | 0.69 | 114 | 1021 | unknown
118178 | DEXTER W | ISONE | 101 | 115 | 114 | 1022 | unknown |  | 41.6018 | -71.2554
118188 | DEXTER | ISONE | 101 | 13.8 | 114 | 1022 | unknown
118179 | NAVY TAP | ISONE | 101 | 69 | 114 | 1023 | unknown |  | 41.5286 | -71.3103
118185 | NAVY | ISONE | 101 | 13.8 | 114 | 1023 | unknown
118182 | GATE 2 | ISONE | 101 | 69 | 114 | 1024 | unknown |  | 41.511 | -71.3196
118184 | GATE 2 | ISONE | 101 | 23 | 114 | 1024 | unknown
118186 | JEPSON EAST1 | ISONE | 101 | 23 | 114 | 1025 | unknown
118187 | JEPSON | ISONE | 101 | 13.8 | 114 | 1025 | unknown
118189 | JEPSON EAST2 | ISONE | 101 | 23 | 114 | 1025 | unknown
118192 | JEPSON | ISONE | 101 | 115 | 114 | 1025 | unknown |  | 41.5464 | -71.2784
118193 | JEPSON 63 | ISONE | 101 | 69 | 114 | 1025 | unknown |  | 41.5464 | -71.2784
118194 | JEPSON T6 | ISONE | 101 | 13.8 | 114 | 1025 | unknown
118195 | JEPSON T4_C | ISONE | 101 | 23 | 114 | 1025 | unknown
118190 | NEWPORT 63 | ISONE | 101 | 69 | 114 | 1026 | unknown |  | 41.5149 | -71.3173
118191 | NEWPORT 1 | ISONE | 101 | 13.8 | 114 | 1026 | unknown
118198 | QP805_COL | ISONE | 101 | 23 | 114 | 1027 | unknown
118199 | QP805_XFR_1 | ISONE | 101 | 23 | 114 | 1027 | unknown
118200 | QP805_1 | ISONE | 101 | 0.6 | 114 | 1027 | unknown
118201 | QP805_XFR_2 | ISONE | 101 | 23 | 114 | 1027 | unknown
118202 | QP805_2 | ISONE | 101 | 0.6 | 114 | 1027 | unknown
119038 | KILLINGLY | ISONE | 101 | 345 | 116 | 1028 | known |  | 41.8813 | -71.8912
119505 | TRACY | ISONE | 101 | 115 | 116 | 1028 | known
119514 | KILLINGLY | ISONE | 101 | 115 | 116 | 1028 | known
119516 | QB_POI | ISONE | 101 | 115 | 116 | 1028 | known
119517 | QB_SUB | ISONE | 101 | 115 | 116 | 1028 | known
121524 | TRACY | ISONE | 101 | 23 | 116 | 1028 | known
121534 | QB_MV1 | ISONE | 101 | 34.5 | 116 | 1028 | known
119051 | LAKE ROAD | ISONE | 101 | 345 | 116 | 1029 | known |  | 41.872 | -71.8958
121513 | LAKE ROAD_C1 | ISONE | 101 | 21 | 116 | 1029 | known
121514 | LAKE ROAD_C2 | ISONE | 101 | 21 | 116 | 1029 | known
121515 | LAKE ROAD_C3 | ISONE | 101 | 21 | 116 | 1029 | known
119053 | QP724 TAP | ISONE | 101 | 345 | 116 | 1030 | known |  | 41.872 | -71.8958
119054 | QP724 MAIN | ISONE | 101 | 345 | 116 | 1030 | known
121517 | QP724 CT | ISONE | 101 | 23.5 | 116 | 1030 | known
121518 | QP724 ST | ISONE | 101 | 16 | 116 | 1030 | known
119064 | CARD STREET | ISONE | 101 | 345 | 116 | 1031 | known |  | 41.7022 | -72.2345
119831 | CARD STREET | ISONE | 101 | 69 | 116 | 1031 | known
119840 | CARD STREET | ISONE | 101 | 115 | 116 | 1031 | known
121722 | CARD STREET | ISONE | 101 | 23 | 116 | 1031 | known
119077 | MANCHESTER | ISONE | 101 | 345 | 116 | 1032 | known |  | 41.7702 | -72.5576
120074 | MANCHESTER | ISONE | 101 | 115 | 116 | 1032 | known
120075 | MANCHESTR_C1 | ISONE | 101 | 115 | 116 | 1032 | known
120076 | MANCHESTR_C2 | ISONE | 101 | 115 | 116 | 1032 | known
121909 | MANCHESTER | ISONE | 101 | 23 | 116 | 1032 | known
119103 | BARBOUR HILL | ISONE | 101 | 345 | 116 | 1033 | known |  | 41.8545 | -72.5286
120038 | BARBOUR HILL | ISONE | 101 | 115 | 116 | 1033 | known
121882 | BARBOUR HILL | ISONE | 101 | 23 | 116 | 1033 | known
119116 | N-BLOOMFIELD | ISONE | 101 | 345 | 116 | 1034 | known |  | 41.8912 | -72.7581
120290 | N-BLOOMFIELD | ISONE | 101 | 115 | 116 | 1034 | known
120291 | N-BLOOMFLD_C | ISONE | 101 | 115 | 116 | 1034 | known
120299 | N-BLMFLD42_R | ISONE | 101 | 115 | 116 | 1034 | known
122140 | N-BLOOMFIELD | ISONE | 101 | 23 | 116 | 1034 | known
119129 | KLEEN | ISONE | 101 | 345 | 116 | 1035 | known |  | 41.5532 | -72.5969
122030 | KLEEN_C1 | ISONE | 101 | 16.5 | 116 | 1035 | known
122031 | KLEEN_C2 | ISONE | 101 | 16.5 | 116 | 1035 | known
122032 | KLEEN_S1 | ISONE | 101 | 18 | 116 | 1035 | known
119155 | LAUREL ENRGY | ISONE | 101 | 345 | 116 | 1036 | known |  | 41.5549 | -72.5791
122043 | MIDDLETWN_G4 | ISONE | 101 | 22 | 116 | 1036 | known
122046 | MIDDLETWN_12 | ISONE | 101 | 13.8 | 116 | 1036 | known
122047 | MIDDLETWN_13 | ISONE | 101 | 13.8 | 116 | 1036 | known
122048 | MIDDLETWN_14 | ISONE | 101 | 13.8 | 116 | 1036 | known
122049 | MIDDLETWN_15 | ISONE | 101 | 13.8 | 116 | 1036 | known
119180 | MONTVILE_364 | ISONE | 101 | 345 | 116 | 1037 | known |  | 41.4289 | -72.1039
119181 | MONTVILE_371 | ISONE | 101 | 345 | 116 | 1037 | known |  | 41.4286 | -72.1041
119709 | MONTVILLE | ISONE | 101 | 69 | 116 | 1037 | known |  | 41.43 | -72.1
119718 | MONTVILLE | ISONE | 101 | 115 | 116 | 1037 | known
119719 | MONTVILLE_C | ISONE | 101 | 115 | 116 | 1037 | known
121645 | MONTVILLE_G5 | ISONE | 101 | 13.8 | 116 | 1037 | known
121646 | MONTVILLE_G6 | ISONE | 101 | 22 | 116 | 1037 | known
121647 | MONTVILLE | ISONE | 101 | 2.4 | 116 | 1037 | known
119194 | MILLSTONE | ISONE | 101 | 345 | 116 | 1038 | known |  | 41.3107 | -72.1677
121656 | MILLSTONE_G2 | ISONE | 101 | 24 | 116 | 1038 | known |  | 41.3107 | -72.1677
121657 | MILLSTONE_G3 | ISONE | 101 | 24 | 116 | 1038 | known |  | 41.3107 | -72.1677
119209 | HADDAM | ISONE | 101 | 345 | 116 | 1039 | known |  | 41.4609 | -72.4774
120632 | HADDAM | ISONE | 101 | 115 | 116 | 1039 | known
120633 | HADDAM_C | ISONE | 101 | 115 | 116 | 1039 | known
122371 | HADDAM | ISONE | 101 | 23 | 116 | 1039 | known
119233 | SOUTHINGTON | ISONE | 101 | 345 | 116 | 1040 | known |  | 41.5884 | -72.8664
120452 | SOUTHINGTN-1 | ISONE | 101 | 115 | 116 | 1040 | known
120453 | SOUTHNGTN1_C | ISONE | 101 | 115 | 116 | 1040 | known
120461 | SOUTHINGTN-2 | ISONE | 101 | 115 | 116 | 1040 | known
120462 | SOUTHNGTN2_C | ISONE | 101 | 115 | 116 | 1040 | known
120465 | SOTHNGTN10_R | ISONE | 101 | 115 | 116 | 1040 | known
120470 | SOTHNGTN50_R | ISONE | 101 | 115 | 116 | 1040 | known
122283 | SOUTHINGTON | ISONE | 101 | 13.8 | 116 | 1040 | known
122284 | SOUTHINGTON | ISONE | 101 | 27.6 | 116 | 1040 | known
119246 | FROST BRIDGE | ISONE | 101 | 345 | 116 | 1041 | known |  | 41.6125 | -73.0607
120992 | FROST BRIDGE | ISONE | 101 | 115 | 116 | 1041 | known
120993 | FROST BRG_C1 | ISONE | 101 | 115 | 116 | 1041 | known
120994 | FROST BRG_C2 | ISONE | 101 | 115 | 116 | 1041 | known
119285 | PLUMTREE | ISONE | 101 | 345 | 116 | 1042 | known |  | 41.3917 | -73.4021
119298 | PLUMTREE_R | ISONE | 101 | 345 | 116 | 1042 | known
121252 | PLUMTREE_C2 | ISONE | 101 | 115 | 116 | 1042 | known
121253 | PLUMTREE | ISONE | 101 | 115 | 116 | 1042 | known
121254 | PLUMTREE_C | ISONE | 101 | 115 | 116 | 1042 | known
122734 | PLUMTREE | ISONE | 101 | 13.8 | 116 | 1042 | known
119389 | EAST DEVON | ISONE | 101 | 345 | 116 | 1043 | known |  | 41.2278 | -73.0985
120830 | EAST DEVON | ISONE | 101 | 115 | 116 | 1043 | known |  | 41.2278 | -73.0985
120865 | ES_1350_JPM | ISONE | 101 | 115 | 116 | 1043 | known
120866 | MLFRD CT PWR | ISONE | 101 | 115 | 116 | 1043 | known |  | 41.2244 | -73.0997
122481 | MILFORD_C1 | ISONE | 101 | 21 | 116 | 1043 | known
122482 | MILFORD_C2 | ISONE | 101 | 21 | 116 | 1043 | known
119454 | NORWLK3280_R | ISONE | 101 | 345 | 116 | 1044 | known
119467 | NORWLK3921_R | ISONE | 101 | 345 | 116 | 1044 | known
119480 | NORWALK | ISONE | 101 | 345 | 116 | 1044 | known |  | 41.1273 | -73.4286
121328 | NORWALK_R | ISONE | 101 | 115 | 116 | 1044 | known
121337 | NORWALK | ISONE | 101 | 115 | 116 | 1044 | known
122800 | NORWALK | ISONE | 101 | 27.6 | 116 | 1044 | known
122801 | NORWALK | ISONE | 101 | 4.8 | 116 | 1044 | known
122802 | NORWALK | ISONE | 101 | 13.8 | 116 | 1044 | known
122803 | NORWALK_M1 | ISONE | 101 | 99 | 116 | 1044 | known
122804 | NORWALK_M2 | ISONE | 101 | 99 | 116 | 1044 | known
122805 | NORWALK_M3 | ISONE | 101 | 99 | 116 | 1044 | known
119518 | BLKHILL-HV | ISONE | 101 | 115 | 116 | 1045 | unknown |  | 41.7119 | -71.9379 | 41.8813 | -71.8912 | 1028 | 41.8813 | -71.8912 | 1028
121537 | BLKHILL-COL | ISONE | 101 | 34.5 | 116 | 1045 | unknown |  |  |  | 41.8813 | -71.8912 | 1028 | 41.8813 | -71.8912 | 1028
119541 | BROOKLYN_T | ISONE | 101 | 115 | 116 | 1046 | unknown |  | 41.8167 | -71.9146 | 41.8813 | -71.8912 | 1028 | 41.8813 | -71.8912 | 1028
119550 | BROOKLYN | ISONE | 101 | 115 | 116 | 1046 | unknown |  | 41.8167 | -71.9146 | 41.8813 | -71.8912 | 1028 | 41.8813 | -71.8912 | 1028
121546 | BROOKLYN | ISONE | 101 | 23 | 116 | 1046 | unknown |  |  |  | 41.8813 | -71.8912 | 1028 | 41.8813 | -71.8912 | 1028
119562 | FRY BROOK 05 | ISONE | 101 | 115 | 116 | 1047 | unknown |  | 41.671 | -71.9212
119565 | PLAINFIELD | ISONE | 101 | 115 | 116 | 1047 | unknown |  | 41.671 | -71.9212
119574 | FRY BROOK 07 | ISONE | 101 | 115 | 116 | 1047 | unknown |  | 41.671 | -71.9212
121556 | FRY BROOK05 | ISONE | 101 | 23 | 116 | 1047 | unknown
121557 | FRY BROOK07 | ISONE | 101 | 23 | 116 | 1047 | unknown
121560 | PLAINFIELD | ISONE | 101 | 13.8 | 116 | 1047 | unknown
119583 | TUNNEL | ISONE | 101 | 115 | 116 | 1048 | unknown |  | 41.5546 | -72.0429
119592 | TUNNEL | ISONE | 101 | 69 | 116 | 1048 | unknown |  | 41.5546 | -72.0429
119610 | ES_617_CMEEC | ISONE | 101 | 69 | 116 | 1048 | unknown |  | 41.5546 | -72.0429
121568 | TUNNEL | ISONE | 101 | 23 | 116 | 1048 | unknown
121570 | TUNNEL JET | ISONE | 101 | 13.2 | 116 | 1048 | unknown
119619 | TENTH STREET | ISONE | 101 | 69 | 116 | 1049 | unknown |  | 41.5393 | -72.0518
121579 | NORWICH JET | ISONE | 101 | 13.8 | 116 | 1049 | unknown
119601 | ES_500_CMEC | ISONE | 101 | 69 | 116 | 1050 | unknown |  | 41.489 | -72.0335
119628 | SECREC | ISONE | 101 | 69 | 116 | 1050 | unknown |  | 41.489 | -72.0335
121590 | SECREC | ISONE | 101 | 13.2 | 116 | 1050 | unknown
119640 | BUDDINGTON | ISONE | 101 | 69 | 116 | 1051 | unknown |  | 41.374 | -72.0453
119651 | BUDNGTN_1410 | ISONE | 101 | 115 | 116 | 1051 | unknown |  | 41.374 | -72.0453
119652 | BUDNGTN_1280 | ISONE | 101 | 115 | 116 | 1051 | unknown |  | 41.374 | -72.0453
121601 | BUDDINGTON-1 | ISONE | 101 | 33 | 116 | 1051 | unknown
121602 | BUDDINGTON-2 | ISONE | 101 | 33 | 116 | 1051 | unknown
119672 | MYSTIC_1280 | ISONE | 101 | 115 | 116 | 1052 | unknown |  | 41.3664 | -71.9596
119673 | MYSTIC_1465 | ISONE | 101 | 115 | 116 | 1052 | unknown |  | 41.3664 | -71.9596
119674 | MYSTIC CT_C | ISONE | 101 | 115 | 116 | 1052 | unknown |  | 41.3664 | -71.9596
121625 | MYSTIC CT | ISONE | 101 | 34.5 | 116 | 1052 | unknown
121626 | MYSTIC CT1 | ISONE | 101 | 13.8 | 116 | 1052 | unknown
121627 | MYSTIC CT3 | ISONE | 101 | 13.8 | 116 | 1052 | unknown
119682 | SHUNCK_1870S | ISONE | 101 | 115 | 116 | 1053 | unknown |  | 41.4127 | -71.8467 | [6 empty] | Shunock
119683 | SHUNCK_1465 | ISONE | 101 | 115 | 116 | 1053 | unknown |  | 41.4127 | -71.8467 | [6 empty] | Shunock
121634 | SHUNOCK1 | ISONE | 101 | 13.8 | 116 | 1053 | unknown
121635 | SHUNOCK2 | ISONE | 101 | 13.8 | 116 | 1053 | unknown
119700 | GLS_FRY_400 | ISONE | 101 | 69 | 116 | 1054 | unknown |  | 41.4341 | -72.0795 | 41.4289 | -72.1039 | 1037 | 41.4289 | -72.1039 | 1037 | Gales Ferry
119701 | GLS-FRY_100 | ISONE | 101 | 69 | 116 | 1054 | unknown |  | 41.4341 | -72.0795 | 41.4289 | -72.1039 | 1037 | 41.4289 | -72.1039 | 1037 | Gales Ferry
121611 | GALES FERRY2 | ISONE | 101 | 13.8 | 116 | 1054 | unknown |  |  |  | 41.4289 | -72.1039 | 1037 | 41.4289 | -72.1039 | 1037
121612 | GALES FERRY1 | ISONE | 101 | 13.8 | 116 | 1054 | unknown |  |  |  | 41.4289 | -72.1039 | 1037 | 41.4289 | -72.1039 | 1037
119744 | WILLIAMS A1 | ISONE | 101 | 115 | 116 | 1055 | unknown |  | 41.368 | -72.104
119745 | WILLIAMS A2 | ISONE | 101 | 115 | 116 | 1055 | unknown |  | 41.368 | -72.104
121678 | WILLIAMS 1X | ISONE | 101 | 13.2 | 116 | 1055 | unknown
121679 | WILLIAMS 2X | ISONE | 101 | 13.2 | 116 | 1055 | unknown
119748 | NL RAILROAD1 | ISONE | 101 | 115 | 116 | 1056 | unknown |  | 41.3629 | -72.093 | [6 empty] | New London Railroad
119750 | NL RAILROAD2 | ISONE | 101 | 115 | 116 | 1056 | unknown |  | 41.3629 | -72.093 | [6 empty] | New London Railroad
121689 | NL RAILROAD | ISONE | 101 | 13.2 | 116 | 1056 | unknown
119768 | WATERFORD | ISONE | 101 | 115 | 116 | 1057 | unknown |  | 41.3765 | -72.1894
121700 | WATERFORD | ISONE | 101 | 23 | 116 | 1057 | unknown
119777 | FLANDERS | ISONE | 101 | 115 | 116 | 1058 | unknown |  | 41.3618 | -72.2102
121711 | FLANDERS | ISONE | 101 | 23 | 116 | 1058 | unknown
119786 | MANSFIELD | ISONE | 101 | 69 | 116 | 1059 | unknown |  | 41.8089 | -72.2645 | 41.7022 | -72.2345 | 1031 | 41.7022 | -72.2345 | 1031
119795 | 800_T | ISONE | 101 | 69 | 116 | 1059 | unknown |  | 41.8089 | -72.2645 | 41.7022 | -72.2345 | 1031 | 41.7022 | -72.2345 | 1031
119804 | UCONN | ISONE | 101 | 69 | 116 | 1059 | unknown |  | 41.8089 | -72.2645 | 41.7022 | -72.2345 | 1031 | 41.7022 | -72.2345 | 1031
121733 | MANSFIELD | ISONE | 101 | 23 | 116 | 1059 | unknown |  |  |  | 41.7022 | -72.2345 | 1031 | 41.7022 | -72.2345 | 1031
121734 | MANSFIELD | ISONE | 101 | 13.8 | 116 | 1059 | unknown |  |  |  | 41.7022 | -72.2345 | 1031 | 41.7022 | -72.2345 | 1031
121743 | UCONN | ISONE | 101 | 13.8 | 116 | 1059 | unknown |  |  |  | 41.7022 | -72.2345 | 1031 | 41.7022 | -72.2345 | 1031
119822 | SKUNGAMAUG | ISONE | 101 | 69 | 116 | 1060 | unknown |  | 41.804 | -72.3481
121755 | SKUNGAMAUG | ISONE | 101 | 13.8 | 116 | 1060 | unknown
119849 | WILLIMANTIC1 | ISONE | 101 | 115 | 116 | 1061 | unknown |  | 41.713 | -72.2289 | 41.7022 | -72.2345 | 1031 | 41.7022 | -72.2345 | 1031
119850 | WILLIMANTIC2 | ISONE | 101 | 115 | 116 | 1061 | unknown |  | 41.713 | -72.2289 | 41.7022 | -72.2345 | 1031 | 41.7022 | -72.2345 | 1031
121764 | WILLIMANTCM1 | ISONE | 101 | 99 | 116 | 1061 | unknown |  | 41.713 | -72.2289 | 41.7022 | -72.2345 | 1031 | 41.7022 | -72.2345 | 1031
121765 | WILLIMANTCM2 | ISONE | 101 | 99 | 116 | 1061 | unknown |  | 41.713 | -72.2289 | 41.7022 | -72.2345 | 1031 | 41.7022 | -72.2345 | 1031
121766 | WILLIMANTIC | ISONE | 101 | 27.6 | 116 | 1061 | unknown |  |  |  | 41.7022 | -72.2345 | 1031 | 41.7022 | -72.2345 | 1031
121767 | WILLIMANTIC | ISONE | 101 | 4.8 | 116 | 1061 | unknown |  |  |  | 41.7022 | -72.2345 | 1031 | 41.7022 | -72.2345 | 1031
119867 | ES_1490_CMEC | ISONE | 101 | 115 | 116 | 1062 | unknown |  | 41.5718 | -72.1441 | 41.7022 | -72.2345 | 1031 | 41.7022 | -72.2345 | 1031
119876 | STCKHSE_1490 | ISONE | 101 | 115 | 116 | 1062 | unknown |  | 41.5718 | -72.1441 | 41.7022 | -72.2345 | 1031 | 41.7022 | -72.2345 | 1031 | Stockhouse Road
119877 | STCKHSE_1070 | ISONE | 101 | 115 | 116 | 1062 | unknown |  | 41.5718 | -72.1441 | 41.7022 | -72.2345 | 1031 | 41.7022 | -72.2345 | 1031 | Stockhouse Road
119885 | ES_1070_CMEC | ISONE | 101 | 115 | 116 | 1062 | unknown |  | 41.5718 | -72.1441 | 41.7022 | -72.2345 | 1031 | 41.7022 | -72.2345 | 1031 | Stockhouse Road
121777 | STOCKHOUSE_R | ISONE | 101 | 13.8 | 116 | 1062 | unknown |  |  |  | 41.7022 | -72.2345 | 1031 | 41.7022 | -72.2345 | 1031
121778 | STOCKHOUSE_2 | ISONE | 101 | 13.8 | 116 | 1062 | unknown |  |  |  | 41.7022 | -72.2345 | 1031 | 41.7022 | -72.2345 | 1031
121779 | STOCKHOUSE_1 | ISONE | 101 | 13.8 | 116 | 1062 | unknown |  |  |  | 41.7022 | -72.2345 | 1031 | 41.7022 | -72.2345 | 1031
119895 | LISBON | ISONE | 101 | 115 | 116 | 1063 | unknown |  | 41.5842 | -72.0413
121788 | LISBON | ISONE | 101 | 4.16 | 116 | 1063 | unknown
119903 | ES_1675_CMEC | ISONE | 101 | 115 | 116 | 1064 | unknown |  | 41.5589 | -72.1186
119912 | BN-HLL_1675 | ISONE | 101 | 115 | 116 | 1064 | unknown |  | 41.5589 | -72.1186 | [6 empty] | Bean Hill
119913 | BN-HLL_1000 | ISONE | 101 | 115 | 116 | 1064 | unknown |  | 41.5589 | -72.1186 | [6 empty] | Bean Hill
119921 | ES_1000_CMEC | ISONE | 101 | 115 | 116 | 1064 | unknown |  | 41.5589 | -72.1186
121595 | BEAN HILL | ISONE | 101 | 13.8 | 116 | 1064 | unknown
119939 | CMEC_1070_ES | ISONE | 101 | 115 | 116 | 1065 | unknown |  | 41.471 | -72.1124 | 41.4289 | -72.1039 | 1037 | 41.4289 | -72.1039 | 1037
119948 | FT-HILL_1070 | ISONE | 101 | 115 | 116 | 1065 | unknown |  | 41.471 | -72.1124 | 41.4289 | -72.1039 | 1037 | 41.4289 | -72.1039 | 1037 | Fort Hill
119949 | FT-HILL_1090 | ISONE | 101 | 115 | 116 | 1065 | unknown |  | 41.471 | -72.1124 | 41.4289 | -72.1039 | 1037 | 41.4289 | -72.1039 | 1037 | Fort Hill
119957 | ES_1090_CMEC | ISONE | 101 | 115 | 116 | 1065 | unknown |  | 41.471 | -72.1124 | 41.4289 | -72.1039 | 1037 | 41.4289 | -72.1039 | 1037
121809 | FORT HILL1 | ISONE | 101 | 34.5 | 116 | 1065 | unknown |  |  |  | 41.4289 | -72.1039 | 1037 | 41.4289 | -72.1039 | 1037
121810 | FORT HILL2 | ISONE | 101 | 34.5 | 116 | 1065 | unknown |  |  |  | 41.4289 | -72.1039 | 1037 | 41.4289 | -72.1039 | 1037
119973 | DUDLEY | ISONE | 101 | 115 | 116 | 1066 | unknown |  | 41.536 | -72.1024
121817 | DUDLEY | ISONE | 101 | 34.5 | 116 | 1066 | unknown
121819 | DUDLEY | ISONE | 101 | 13.8 | 116 | 1066 | unknown
119983 | UNCASVILLE35 | ISONE | 101 | 115 | 116 | 1067 | unknown |  | 41.4291 | -72.1161 | 41.4289 | -72.1039 | 1037 | 41.4289 | -72.1039 | 1037
121834 | UNCASVILLE1X | ISONE | 101 | 13.2 | 116 | 1067 | unknown |  |  |  | 41.4289 | -72.1039 | 1037 | 41.4289 | -72.1039 | 1037
119984 | UNCASVILLE50 | ISONE | 101 | 115 | 116 | 1068 | unknown |  | 41.4291 | -72.1161 | 41.4289 | -72.1039 | 1037 | 41.4289 | -72.1039 | 1037
121832 | UNCASVILLE2X | ISONE | 101 | 13.2 | 116 | 1068 | unknown |  |  |  | 41.4289 | -72.1039 | 1037 | 41.4289 | -72.1039 | 1037
121833 | UNCASVILLE3X | ISONE | 101 | 27.6 | 116 | 1068 | unknown |  |  |  | 41.4289 | -72.1039 | 1037 | 41.4289 | -72.1039 | 1037
121835 | RAND WHITNEY | ISONE | 101 | 13.8 | 116 | 1068 | unknown |  |  |  | 41.4289 | -72.1039 | 1037 | 41.4289 | -72.1039 | 1037
119991 | NUTMEG | ISONE | 101 | 99 | 116 | 1069 | unknown |  | 41.9787 | -72.5105
119993 | SCITICO | ISONE | 101 | 115 | 116 | 1069 | unknown |  | 41.9787 | -72.5105
121838 | NUTMEG | ISONE | 101 | 13.8 | 116 | 1069 | unknown
121839 | NUTMEG | ISONE | 101 | 34.5 | 116 | 1069 | unknown
121843 | SCITICO | ISONE | 101 | 23 | 116 | 1069 | unknown
120002 | WINDSOR LCKS | ISONE | 101 | 115 | 116 | 1070 | unknown |  | 41.919 | -72.6262 | 41.8545 | -72.5286 | 1033 | 41.8545 | -72.5286 | 1033 | Windsor Locks
120011 | DEXTER_T | ISONE | 101 | 115 | 116 | 1070 | unknown |  | 41.919 | -72.6262 | 41.8545 | -72.5286 | 1033 | 41.8545 | -72.5286 | 1033 | C.H Dexter
121852 | RAINBOW HYD | ISONE | 101 | 2.4 | 116 | 1070 | unknown |  |  |  | 41.8545 | -72.5286 | 1033 | 41.8545 | -72.5286 | 1033
121854 | WINDSOR LCKS | ISONE | 101 | 23 | 116 | 1070 | unknown |  |  |  | 41.8545 | -72.5286 | 1033 | 41.8545 | -72.5286 | 1033
121855 | WINDSOR LCKS | ISONE | 101 | 27.6 | 116 | 1070 | unknown |  |  |  | 41.8545 | -72.5286 | 1033 | 41.8545 | -72.5286 | 1033
120020 | DEXTER CT | ISONE | 101 | 115 | 116 | 1071 | unknown |  | 41.919 | -72.6262 |  |  |  | 41.8545 | -72.5286 | 1033 | C.H Dexter
121865 | DEXTER CT | ISONE | 101 | 13.8 | 116 | 1071 | unknown | [6 empty] | 41.8545 | -72.5286 | 1033
120029 | ENFIELD | ISONE | 101 | 115 | 116 | 1072 | unknown |  | 41.9363 | -72.6148 | 41.8545 | -72.5286 | 1033 | 41.8545 | -72.5286 | 1033
121876 | ENFIELD | ISONE | 101 | 27.6 | 116 | 1072 | unknown |  |  |  | 41.8545 | -72.5286 | 1033 | 41.8545 | -72.5286 | 1033
121877 | ENFIELD | ISONE | 101 | 23 | 116 | 1072 | unknown |  |  |  | 41.8545 | -72.5286 | 1033 | 41.8545 | -72.5286 | 1033
120047 | ROCKVILLE-1 | ISONE | 101 | 115 | 116 | 1073 | unknown |  | 41.8665 | -72.4637 | 41.8545 | -72.5286 | 1033 | 41.8545 | -72.5286 | 1033
120056 | ROCKVILLE-2 | ISONE | 101 | 115 | 116 | 1073 | unknown |  | 41.8665 | -72.4637 | 41.8545 | -72.5286 | 1033 | 41.8545 | -72.5286 | 1033
121887 | ROCKVILLE | ISONE | 101 | 27.6 | 116 | 1073 | unknown |  |  |  | 41.8545 | -72.5286 | 1033 | 41.8545 | -72.5286 | 1033
121888 | ROCKVILLE | ISONE | 101 | 13.8 | 116 | 1073 | unknown |  |  |  | 41.8545 | -72.5286 | 1033 | 41.8545 | -72.5286 | 1033
120065 | S-WINDSOR | ISONE | 101 | 115 | 116 | 1074 | unknown |  | 41.8402 | -72.6004 | 41.7702 | -72.5576 | 1032 | 41.7702 | -72.5576 | 1032 | South Windsor
121898 | S-WINDSOR | ISONE | 101 | 13.8 | 116 | 1074 | unknown |  |  |  | 41.7702 | -72.5576 | 1032 | 41.7702 | -72.5576 | 1032
120083 | E-HARTFORD | ISONE | 101 | 115 | 116 | 1075 | unknown |  | 41.7696 | -72.6164 | 41.7702 | -72.5576 | 1032 | 41.7702 | -72.5576 | 1032 | East Hartford
121920 | E-HARTFORD | ISONE | 101 | 23 | 116 | 1075 | unknown |  |  |  | 41.7702 | -72.5576 | 1032 | 41.7702 | -72.5576 | 1032
120110 | RIVERSIDE D1 | ISONE | 101 | 115 | 116 | 1076 | unknown |  | 41.7475 | -72.6428 | [6 empty] | Riverside Drive
120119 | RIVERSIDE D2 | ISONE | 101 | 115 | 116 | 1076 | unknown |  | 41.7475 | -72.6428 | [6 empty] | Riverside Drive
121931 | RIVERSIDE PF | ISONE | 101 | 23 | 116 | 1076 | unknown
120128 | SOUTH MEADOW | ISONE | 101 | 115 | 116 | 1077 | unknown |  | 41.7498 | -72.6534 |  |  |  | 41.7702 | -72.5576 | 1032
121942 | S-MEADOW PF | ISONE | 101 | 23 | 116 | 1077 | unknown | [6 empty] | 41.7702 | -72.5576 | 1032
121943 | S-MEADOW_G5 | ISONE | 101 | 11.5 | 116 | 1077 | unknown | [6 empty] | 41.7702 | -72.5576 | 1032
121944 | S-MEADOW_G6 | ISONE | 101 | 11.5 | 116 | 1077 | unknown | [6 empty] | 41.7702 | -72.5576 | 1032
120135 | 1704_SWHFD_X | ISONE | 101 | 115 | 116 | 1078 | unknown |  | 41.7507 | -72.7125
120137 | SW-HARTFORD | ISONE | 101 | 115 | 116 | 1078 | unknown |  | 41.7507 | -72.7125
120139 | SW_HRTFRD_RX | ISONE | 101 | 115 | 116 | 1078 | unknown |  | 41.7507 | -72.7125
121953 | SW-HARTFORD | ISONE | 101 | 23 | 116 | 1078 | unknown
120147 | CDEC | ISONE | 101 | 115 | 116 | 1079 | unknown |  | 41.764 | -72.6923 | [6 empty] | Capitol District Energy Center
120148 | CDEC_1X | ISONE | 101 | 99 | 116 | 1079 | unknown |  | 41.764 | -72.6923 | [6 empty] | Capitol District Energy Center
121964 | CDECCA_CT | ISONE | 101 | 13.8 | 116 | 1079 | unknown
121965 | CDECCA_ST | ISONE | 101 | 13.2 | 116 | 1079 | unknown
120155 | NW-HARTFORD | ISONE | 101 | 115 | 116 | 1080 | unknown |  | 41.7829 | -72.7047 |  |  |  | 41.8912 | -72.7581 | 1034
121975 | NW-HARTFORD | ISONE | 101 | 23 | 116 | 1080 | unknown | [6 empty] | 41.8912 | -72.7581 | 1034
120164 | BLOOMFIELD | ISONE | 101 | 115 | 116 | 1081 | unknown |  | 41.8287 | -72.7286 | 41.8912 | -72.7581 | 1034 | 41.8912 | -72.7581 | 1034
121986 | BLOOMFIELD | ISONE | 101 | 23 | 116 | 1081 | unknown |  |  |  | 41.8912 | -72.7581 | 1034 | 41.8912 | -72.7581 | 1034
120182 | ROOD AVENUE | ISONE | 101 | 115 | 116 | 1082 | unknown |  | 41.8288 | -72.669 | 41.7702 | -72.5576 | 1032 | 41.7702 | -72.5576 | 1032
121997 | ROOD AVENUE | ISONE | 101 | 23 | 116 | 1082 | unknown |  |  |  | 41.7702 | -72.5576 | 1032 | 41.7702 | -72.5576 | 1032
120191 | HOPEWELL | ISONE | 101 | 115 | 116 | 1083 | unknown |  | 41.681 | -72.555 | 41.7702 | -72.5576 | 1032 | 41.7702 | -72.5576 | 1032
120192 | HOPEWELL_C | ISONE | 101 | 115 | 116 | 1083 | unknown |  | 41.681 | -72.555 | 41.7702 | -72.5576 | 1032 | 41.7702 | -72.5576 | 1032
122008 | HOPEWELL | ISONE | 101 | 23 | 116 | 1083 | unknown |  |  |  | 41.7702 | -72.5576 | 1032 | 41.7702 | -72.5576 | 1032
120200 | PORTLAND | ISONE | 101 | 115 | 116 | 1084 | unknown |  | 41.5636 | -72.5758 |  |  |  | 41.4609 | -72.4774 | 1039
122019 | PORTLAND | ISONE | 101 | 23 | 116 | 1084 | unknown | [6 empty] | 41.4609 | -72.4774 | 1039
120209 | MIDDLETOWN | ISONE | 101 | 115 | 116 | 1085 | unknown |  | 41.5545 | -72.5781 | 41.4609 | -72.4774 | 1039 | 41.4609 | -72.4774 | 1039
122041 | MIDDLETWN_G2 | ISONE | 101 | 13.8 | 116 | 1085 | unknown |  |  |  | 41.4609 | -72.4774 | 1039 | 41.4609 | -72.4774 | 1039
122042 | MIDDLETWN_G3 | ISONE | 101 | 22 | 116 | 1085 | unknown |  |  |  | 41.4609 | -72.4774 | 1039 | 41.4609 | -72.4774 | 1039
122044 | MIDDLETWN_10 | ISONE | 101 | 13.2 | 116 | 1085 | unknown |  |  |  | 41.4609 | -72.4774 | 1039 | 41.4609 | -72.4774 | 1039
120227 | DOOLEY | ISONE | 101 | 115 | 116 | 1086 | unknown |  | 41.5114 | -72.6723 |  |  |  | 41.4609 | -72.4774 | 1039
122063 | DOOLEY | ISONE | 101 | 13.2 | 116 | 1086 | unknown | [6 empty] | 41.4609 | -72.4774 | 1039
120236 | WEST SIDE | ISONE | 101 | 115 | 116 | 1087 | unknown |  | 41.563 | -72.6628 |  |  |  | 41.5884 | -72.8664 | 1040
120237 | WESTSIDE_C1 | ISONE | 101 | 115 | 116 | 1087 | unknown |  | 41.563 | -72.6628 |  |  |  | 41.5884 | -72.8664 | 1040
122074 | WEST SIDE | ISONE | 101 | 13.2 | 116 | 1087 | unknown | [6 empty] | 41.5884 | -72.8664 | 1040
120244 | BERLIN CT_C2 | ISONE | 101 | 115 | 116 | 1088 | unknown |  | 41.6318 | -72.7231 | 41.5884 | -72.8664 | 1040 | 41.5884 | -72.8664 | 1040
120245 | BERLIN CT | ISONE | 101 | 115 | 116 | 1088 | unknown |  | 41.6318 | -72.7231 | 41.5884 | -72.8664 | 1040 | 41.5884 | -72.8664 | 1040
120246 | BERLIN CT_C | ISONE | 101 | 115 | 116 | 1088 | unknown |  | 41.6318 | -72.7231 | 41.5884 | -72.8664 | 1040 | 41.5884 | -72.8664 | 1040
122084 | BERLIN CT | ISONE | 101 | 23 | 116 | 1088 | unknown |  |  |  | 41.5884 | -72.8664 | 1040 | 41.5884 | -72.8664 | 1040
122085 | BERLIN CT | ISONE | 101 | 13.8 | 116 | 1088 | unknown |  |  |  | 41.5884 | -72.8664 | 1040 | 41.5884 | -72.8664 | 1040
120254 | ROCKY HILL | ISONE | 101 | 115 | 116 | 1089 | unknown |  | 41.6528 | -72.6689 |  |  |  | 41.5884 | -72.8664 | 1040
122096 | ROCKY HILL | ISONE | 101 | 23 | 116 | 1089 | unknown | [6 empty] | 41.5884 | -72.8664 | 1040
120263 | E-NEWBRITAIN | ISONE | 101 | 115 | 116 | 1090 | unknown |  | 41.6702 | -72.7537 |  |  |  | 41.5884 | -72.8664 | 1040
122107 | E-NEWBRITAIN | ISONE | 101 | 13.8 | 116 | 1090 | unknown | [6 empty] | 41.5884 | -72.8664 | 1040
120272 | NEWINGTON | ISONE | 101 | 115 | 116 | 1091 | unknown |  | 41.7178 | -72.751 |  |  |  | 41.8912 | -72.7581 | 1034
120274 | NEWINGTN_TAP | ISONE | 101 | 115 | 116 | 1091 | unknown |  | 41.7178 | -72.751 |  |  |  | 41.8912 | -72.7581 | 1034
122118 | NEWINGTON | ISONE | 101 | 23 | 116 | 1091 | unknown | [6 empty] | 41.8912 | -72.7581 | 1034
120281 | FARMINGTON | ISONE | 101 | 115 | 116 | 1092 | unknown |  | 41.7418 | -72.7936 | 41.8912 | -72.7581 | 1034 | 41.8912 | -72.7581 | 1034
122129 | FARMINGTON | ISONE | 101 | 23 | 116 | 1092 | unknown |  |  |  | 41.8912 | -72.7581 | 1034 | 41.8912 | -72.7581 | 1034
120307 | NE-SIMSBURY | ISONE | 101 | 115 | 116 | 1093 | unknown |  | 41.9087 | -72.7924 | 41.8912 | -72.7581 | 1034 | 41.8912 | -72.7581 | 1034
122151 | NE-SIMSBURY | ISONE | 101 | 23 | 116 | 1093 | unknown |  |  |  | 41.8912 | -72.7581 | 1034 | 41.8912 | -72.7581 | 1034
120315 | CANTON 1256 | ISONE | 101 | 115 | 116 | 1094 | unknown |  | 41.8386 | -72.9266 |  |  |  | 41.8912 | -72.7581 | 1034
120316 | CANTON 2X | ISONE | 101 | 115 | 116 | 1094 | unknown |  | 41.8386 | -72.9266 |  |  |  | 41.8912 | -72.7581 | 1034
120317 | CANTON 1732 | ISONE | 101 | 115 | 116 | 1094 | unknown |  | 41.8386 | -72.9266 |  |  |  | 41.8912 | -72.7581 | 1034
120318 | CANTON_C | ISONE | 101 | 115 | 116 | 1094 | unknown |  | 41.8386 | -72.9266 |  |  |  | 41.8912 | -72.7581 | 1034
122162 | CANTON | ISONE | 101 | 23 | 116 | 1094 | unknown | [6 empty] | 41.8912 | -72.7581 | 1034
120335 | FRANKLIN DR | ISONE | 101 | 115 | 116 | 1095 | unknown |  | 41.7993 | -73.1163
120336 | FRANKLIN-D_C | ISONE | 101 | 115 | 116 | 1095 | unknown |  | 41.7993 | -73.1163
122173 | FRANKLIN DR | ISONE | 101 | 13.2 | 116 | 1095 | unknown
120344 | TORRINGTON T | ISONE | 101 | 115 | 116 | 1096 | unknown |  | 41.7762 | -73.1209 |  |  |  | 41.6125 | -73.0607 | 1041
120353 | TORRINGTON T | ISONE | 101 | 69 | 116 | 1096 | unknown |  | 41.7762 | -73.1209 |  |  |  | 41.6125 | -73.0607 | 1041
122182 | TORRINGTON T | ISONE | 101 | 13.2 | 116 | 1096 | unknown | [6 empty] | 41.6125 | -73.0607 | 1041
122184 | TORRINGTON T | ISONE | 101 | 13.8 | 116 | 1096 | unknown | [6 empty] | 41.6125 | -73.0607 | 1041
120361 | FALLS VILLG1 | ISONE | 101 | 69 | 116 | 1097 | unknown |  | 41.9559 | -73.3684 | [6 empty] | Falls Village
120362 | FALLS VILLG2 | ISONE | 101 | 69 | 116 | 1097 | unknown |  | 41.9559 | -73.3684 | [6 empty] | Falls Village
122195 | FALLS VILLGE | ISONE | 101 | 13.2 | 116 | 1097 | unknown
122196 | FALLS VILLGE | ISONE | 101 | 6.6 | 116 | 1097 | unknown
120371 | NORTH CANAAN | ISONE | 101 | 69 | 116 | 1098 | unknown |  | 42.021 | -73.3176
122206 | NORTH CANAAN | ISONE | 101 | 13.2 | 116 | 1098 | unknown
120380 | SALISBURY | ISONE | 101 | 69 | 116 | 1099 | unknown |  | 41.9218 | -73.4645
122217 | SALISBURY | ISONE | 101 | 13.2 | 116 | 1099 | unknown
120398 | CAMPVILLE | ISONE | 101 | 115 | 116 | 1100 | unknown |  | 41.7377 | -73.0863 | 41.6125 | -73.0607 | 1041 | 41.6125 | -73.0607 | 1041
122228 | CAMPVILLE | ISONE | 101 | 27.6 | 116 | 1100 | unknown |  |  |  | 41.6125 | -73.0607 | 1041 | 41.6125 | -73.0607 | 1041
120407 | THOMASTON | ISONE | 101 | 115 | 116 | 1101 | unknown |  | 41.6754 | -73.0697 |  |  |  | 41.6125 | -73.0607 | 1041
122239 | THOMASTON | ISONE | 101 | 13.2 | 116 | 1101 | unknown | [6 empty] | 41.6125 | -73.0607 | 1041
120416 | CHIPPEN HILL | ISONE | 101 | 115 | 116 | 1102 | unknown |  | 41.682 | -72.9869
122250 | CHIPPEN HILL | ISONE | 101 | 13.8 | 116 | 1102 | unknown
120434 | BRISTOL CT | ISONE | 101 | 115 | 116 | 1103 | unknown |  | 41.6712 | -72.9404 |  |  |  | 41.5884 | -72.8664 | 1040
122261 | BRISTL CT N1 | ISONE | 101 | 99 | 116 | 1103 | unknown |  | 41.6712 | -72.9404 |  |  |  | 41.5884 | -72.8664 | 1040
122262 | BRISTL CT N2 | ISONE | 101 | 99 | 116 | 1103 | unknown |  | 41.6712 | -72.9404 |  |  |  | 41.5884 | -72.8664 | 1040
122263 | BRISTOL CT | ISONE | 101 | 13.8 | 116 | 1103 | unknown | [6 empty] | 41.5884 | -72.8664 | 1040
122264 | BRISTOL CT | ISONE | 101 | 4.8 | 116 | 1103 | unknown | [6 empty] | 41.5884 | -72.8664 | 1040
120442 | FORESTVIL 00 | ISONE | 101 | 115 | 116 | 1104 | unknown |  | 41.6633 | -72.896 | 41.5884 | -72.8664 | 1040 | 41.5884 | -72.8664 | 1040
120443 | FORESTVIL 2X | ISONE | 101 | 115 | 116 | 1104 | unknown |  | 41.6633 | -72.896 | 41.5884 | -72.8664 | 1040 | 41.5884 | -72.8664 | 1040
120444 | FORESTVIL 25 | ISONE | 101 | 115 | 116 | 1104 | unknown |  | 41.6633 | -72.896 | 41.5884 | -72.8664 | 1040 | 41.5884 | -72.8664 | 1040
122272 | FORESTVILLE | ISONE | 101 | 13.8 | 116 | 1104 | unknown |  |  |  | 41.5884 | -72.8664 | 1040 | 41.5884 | -72.8664 | 1040
120488 | BLACK ROCK-1 | ISONE | 101 | 115 | 116 | 1105 | unknown |  | 41.6618 | -72.8056 | 41.5884 | -72.8664 | 1040 | 41.5884 | -72.8664 | 1040
120497 | BLACK ROCK-3 | ISONE | 101 | 115 | 116 | 1105 | unknown |  | 41.6618 | -72.8056 | 41.5884 | -72.8664 | 1040 | 41.5884 | -72.8664 | 1040
120506 | BLACK ROCK-2 | ISONE | 101 | 115 | 116 | 1105 | unknown |  | 41.6618 | -72.8056 | 41.5884 | -72.8664 | 1040 | 41.5884 | -72.8664 | 1040
120515 | BLACK ROCK | ISONE | 101 | 69 | 116 | 1105 | unknown |  | 41.6618 | -72.8056 | 41.5884 | -72.8664 | 1040 | 41.5884 | -72.8664 | 1040
120524 | GE TEST | ISONE | 101 | 115 | 116 | 1105 | unknown |  | 41.6618 | -72.8056 | 41.5884 | -72.8664 | 1040 | 41.5884 | -72.8664 | 1040
122294 | BLACK ROCK-1 | ISONE | 101 | 13.8 | 116 | 1105 | unknown |  |  |  | 41.5884 | -72.8664 | 1040 | 41.5884 | -72.8664 | 1040
122295 | BLACK ROCK-2 | ISONE | 101 | 13.8 | 116 | 1105 | unknown |  |  |  | 41.5884 | -72.8664 | 1040 | 41.5884 | -72.8664 | 1040
122296 | BLACK ROCK | ISONE | 101 | 4.8 | 116 | 1105 | unknown |  |  |  | 41.5884 | -72.8664 | 1040 | 41.5884 | -72.8664 | 1040
122297 | BLACK RK T1 | ISONE | 101 | 99 | 116 | 1105 | unknown |  | 41.6618 | -72.8056 | 41.5884 | -72.8664 | 1040 | 41.5884 | -72.8664 | 1040
122298 | BLACK RK T2 | ISONE | 101 | 99 | 116 | 1105 | unknown |  | 41.6618 | -72.8056 | 41.5884 | -72.8664 | 1040 | 41.5884 | -72.8664 | 1040
120551 | HANOVER-55 | ISONE | 101 | 115 | 116 | 1106 | unknown |  | 41.4988 | -72.8119 | 41.5884 | -72.8664 | 1040 | 41.5884 | -72.8664 | 1040
120560 | HANOVER-90 | ISONE | 101 | 115 | 116 | 1106 | unknown |  | 41.4988 | -72.8119 | 41.5884 | -72.8664 | 1040 | 41.5884 | -72.8664 | 1040
122327 | HANOVER_55 | ISONE | 101 | 23 | 116 | 1106 | unknown |  |  |  | 41.5884 | -72.8664 | 1040 | 41.5884 | -72.8664 | 1040
122328 | HANOVER | ISONE | 101 | 13.8 | 116 | 1106 | unknown |  |  |  | 41.5884 | -72.8664 | 1040 | 41.5884 | -72.8664 | 1040
122329 | HANOVER | ISONE | 101 | 23 | 116 | 1106 | unknown |  |  |  | 41.5884 | -72.8664 | 1040 | 41.5884 | -72.8664 | 1040
122330 | HANOVER_90 | ISONE | 101 | 13.8 | 116 | 1106 | unknown |  |  |  | 41.5884 | -72.8664 | 1040 | 41.5884 | -72.8664 | 1040
120623 | EAST MERIDEN | ISONE | 101 | 115 | 116 | 1107 | unknown |  | 41.5101 | -72.7519 | 41.4609 | -72.4774 | 1039 | 41.4609 | -72.4774 | 1039
122360 | EAST MERIDEN | ISONE | 101 | 13.8 | 116 | 1107 | unknown |  |  |  | 41.4609 | -72.4774 | 1039 | 41.4609 | -72.4774 | 1039
120641 | BOKUM | ISONE | 101 | 115 | 116 | 1108 | known |  | 41.3186 | -72.39
122382 | BOKUM | ISONE | 101 | 27.6 | 116 | 1108 | known
120649 | GREEN_HIL_C1 | ISONE | 101 | 115 | 116 | 1109 | unknown |  | 41.3196 | -72.596 | 41.3186 | -72.39 | 1108 | 41.3186 | -72.39 | 1108
120650 | GREEN HILL | ISONE | 101 | 115 | 116 | 1109 | unknown |  | 41.3196 | -72.596 | 41.3186 | -72.39 | 1108 | 41.3186 | -72.39 | 1108
120651 | GREEN_HIL_C2 | ISONE | 101 | 115 | 116 | 1109 | unknown |  | 41.3196 | -72.596 | 41.3186 | -72.39 | 1108 | 41.3186 | -72.39 | 1108
122393 | GREEN HILL | ISONE | 101 | 23 | 116 | 1109 | unknown |  |  |  | 41.3186 | -72.39 | 1108 | 41.3186 | -72.39 | 1108
120659 | STEPSTONE | ISONE | 101 | 115 | 116 | 1110 | unknown |  | 41.3207 | -72.6976 |  |  |  | 41.3186 | -72.39 | 1108
122404 | STEPSTONE | ISONE | 101 | 23 | 116 | 1110 | unknown | [6 empty] | 41.3186 | -72.39 | 1108
120668 | BRANFORD | ISONE | 101 | 115 | 116 | 1111 | unknown |  | 41.2927 | -72.7937
120669 | BRANDFORD_C | ISONE | 101 | 115 | 116 | 1111 | unknown |  | 41.2927 | -72.7937
122415 | BRANFORD | ISONE | 101 | 23 | 116 | 1111 | unknown
122417 | BRANFORD JET | ISONE | 101 | 13.8 | 116 | 1111 | unknown
120735 | WALLINGFRD7X | ISONE | 101 | 99 | 116 | 1112 | unknown |  | 41.4474 | -72.8351
120736 | WE_1305_LSP | ISONE | 101 | 115 | 116 | 1112 | unknown |  | 41.4474 | -72.8351
120740 | WALLINGFORD | ISONE | 101 | 115 | 116 | 1112 | unknown |  | 41.4474 | -72.8351
120741 | WALLINGFRD5X | ISONE | 101 | 99 | 116 | 1112 | unknown |  | 41.4474 | -72.8351
120742 | WALLINGFRD6X | ISONE | 101 | 99 | 116 | 1112 | unknown |  | 41.4474 | -72.8351
120743 | WLNGFD1305_T | ISONE | 101 | 115 | 116 | 1112 | unknown |  | 41.4474 | -72.8351
120744 | CMEC_1305_WE | ISONE | 101 | 115 | 116 | 1112 | unknown |  | 41.4474 | -72.8351
120745 | WE_1305_CMEC | ISONE | 101 | 115 | 116 | 1112 | unknown |  | 41.4474 | -72.8351
120746 | CMEC_1406_WE | ISONE | 101 | 115 | 116 | 1112 | unknown |  | 41.4474 | -72.8351
120747 | WALLINGFRD6X | ISONE | 101 | 115 | 116 | 1112 | unknown |  | 41.4474 | -72.8351
120748 | WALLINGFRD7X | ISONE | 101 | 115 | 116 | 1112 | unknown |  | 41.4474 | -72.8351
120749 | A.L. PIERCE | ISONE | 101 | 115 | 116 | 1112 | unknown |  | 41.4474 | -72.8351
120750 | WALLINGFRD5X | ISONE | 101 | 115 | 116 | 1112 | unknown |  | 41.4474 | -72.8351
122447 | WALLINGFORD | ISONE | 101 | 14.4 | 116 | 1112 | unknown
122448 | WALLINGFRDG1 | ISONE | 101 | 13.8 | 116 | 1112 | unknown
122449 | WALLINGFRDG2 | ISONE | 101 | 13.8 | 116 | 1112 | unknown
122450 | WALLINGFRDG3 | ISONE | 101 | 13.8 | 116 | 1112 | unknown
122451 | WALLINGFRDG4 | ISONE | 101 | 13.8 | 116 | 1112 | unknown
122452 | WALLINGFRDG5 | ISONE | 101 | 13.8 | 116 | 1112 | unknown
122453 | WALLINGFRDG6 | ISONE | 101 | 13.8 | 116 | 1112 | unknown
122454 | WALLINGFRDG7 | ISONE | 101 | 13.8 | 116 | 1112 | unknown
122542 | A.L. PIERCE | ISONE | 101 | 13.8 | 116 | 1112 | unknown
120812 | DEVON-1 | ISONE | 101 | 115 | 116 | 1113 | known |  | 41.2089 | -73.1072
122470 | DEVON #11 | ISONE | 101 | 13.8 | 116 | 1113 | known
122471 | DEVON #12 | ISONE | 101 | 13.8 | 116 | 1113 | known
122472 | DEVON #13 | ISONE | 101 | 13.8 | 116 | 1113 | known
122473 | DEVON #14 | ISONE | 101 | 13.8 | 116 | 1113 | known
120821 | DEVON-2 | ISONE | 101 | 115 | 116 | 1114 | unknown |  | 41.2089 | -73.1072 | 41.2278 | -73.0985 | 1043 | 41.2278 | -73.0985 | 1043
120837 | DEVON RR-1 | ISONE | 101 | 115 | 116 | 1114 | unknown |  | 41.2089 | -73.1072 | 41.2278 | -73.0985 | 1043 | 41.2278 | -73.0985 | 1043
120838 | DEVON RR-2 | ISONE | 101 | 115 | 116 | 1114 | unknown |  | 41.2089 | -73.1072 | 41.2278 | -73.0985 | 1043 | 41.2278 | -73.0985 | 1043
120842 | DEVON RR_T | ISONE | 101 | 115 | 116 | 1114 | unknown |  | 41.2089 | -73.1072 | 41.2278 | -73.0985 | 1043 | 41.2278 | -73.0985 | 1043
120848 | ES_1780_UI | ISONE | 101 | 115 | 116 | 1114 | unknown |  | 41.2089 | -73.1072 | 41.2278 | -73.0985 | 1043 | 41.2278 | -73.0985 | 1043
120857 | ES_1790_UI | ISONE | 101 | 115 | 116 | 1114 | unknown |  | 41.2089 | -73.1072 | 41.2278 | -73.0985 | 1043 | 41.2278 | -73.0985 | 1043
122469 | DEVON #10 | ISONE | 101 | 13.8 | 116 | 1114 | unknown |  |  |  | 41.2278 | -73.0985 | 1043 | 41.2278 | -73.0985 | 1043
122476 | DEVON #15-16 | ISONE | 101 | 13.8 | 116 | 1114 | unknown |  |  |  | 41.2278 | -73.0985 | 1043 | 41.2278 | -73.0985 | 1043
122477 | DEVON #17-18 | ISONE | 101 | 13.8 | 116 | 1114 | unknown |  |  |  | 41.2278 | -73.0985 | 1043 | 41.2278 | -73.0985 | 1043
123233 | DEVON TIE_80 | ISONE | 101 | 115 | 117 | 1114 | unknown |  | 41.2089 | -73.1072 | 41.2278 | -73.0985 | 1043 | 41.2278 | -73.0985 | 1043
123234 | DEVON TIE_90 | ISONE | 101 | 115 | 117 | 1114 | unknown |  | 41.2089 | -73.1072 | 41.2278 | -73.0985 | 1043 | 41.2278 | -73.0985 | 1043
120929 | WESTON | ISONE | 101 | 115 | 116 | 1115 | unknown |  | 41.1894 | -73.3716 |  |  | 1044 |  |  | 1044
122492 | WESTON-1 | ISONE | 101 | 27.6 | 116 | 1115 | unknown | [5 empty] | 1044 |  |  | 1044
122493 | WESTON-2 | ISONE | 101 | 27.6 | 116 | 1115 | unknown | [5 empty] | 1044 |  |  | 1044
120938 | CANAL CT | ISONE | 101 | 115 | 116 | 1116 | unknown |  | 41.5735 | -72.902 | 41.5884 | -72.8664 | 1040 | 41.5884 | -72.8664 | 1040
122503 | CANAL CT | ISONE | 101 | 23 | 116 | 1116 | unknown |  |  |  | 41.5884 | -72.8664 | 1040 | 41.5884 | -72.8664 | 1040
120947 | TODD | ISONE | 101 | 115 | 116 | 1117 | unknown |  | 41.5726 | -72.9755 | 41.5884 | -72.8664 | 1040 | 41.5884 | -72.8664 | 1040
122514 | TODD | ISONE | 101 | 13.8 | 116 | 1117 | unknown |  |  |  | 41.5884 | -72.8664 | 1040 | 41.5884 | -72.8664 | 1040
120974 | NOERA ST 63 | ISONE | 101 | 115 | 116 | 1118 | unknown |  | 41.5661 | -73.0252
120983 | NOERA ST 50 | ISONE | 101 | 115 | 116 | 1118 | unknown |  | 41.5661 | -73.0252
122526 | NOERA STREET | ISONE | 101 | 4.8 | 116 | 1118 | unknown
122527 | NOERA STREET | ISONE | 101 | 13.8 | 116 | 1118 | unknown
121001 | SHAWS HILL | ISONE | 101 | 115 | 116 | 1119 | unknown |  | 41.5914 | -73.0683 | 41.6125 | -73.0607 | 1041 | 41.6125 | -73.0607 | 1041
122547 | SHAWS HILL | ISONE | 101 | 13.8 | 116 | 1119 | unknown |  |  |  | 41.6125 | -73.0607 | 1041 | 41.6125 | -73.0607 | 1041
121010 | FREIGHT | ISONE | 101 | 115 | 116 | 1120 | unknown |  | 41.5549 | -73.0532 | 41.6125 | -73.0607 | 1041 | 41.6125 | -73.0607 | 1041
122558 | FREIGHT | ISONE | 101 | 13.8 | 116 | 1120 | unknown |  |  |  | 41.6125 | -73.0607 | 1041 | 41.6125 | -73.0607 | 1041
121018 | BUNKER HL_29 | ISONE | 101 | 115 | 116 | 1121 | unknown |  | 41.5637 | -73.0862 | 41.4834 | -73.1222 | 1124 | 41.4834 | -73.1222 | 1124
121019 | BUNKER HL 68 | ISONE | 101 | 115 | 116 | 1121 | unknown |  | 41.5637 | -73.0862 | 41.4834 | -73.1222 | 1124 | 41.4834 | -73.1222 | 1124
121020 | BUNKER HL 72 | ISONE | 101 | 115 | 116 | 1121 | unknown |  | 41.5637 | -73.0862 | 41.4834 | -73.1222 | 1124 | 41.4834 | -73.1222 | 1124
121021 | BUNKER HL 85 | ISONE | 101 | 115 | 116 | 1121 | unknown |  | 41.5637 | -73.0862 | 41.4834 | -73.1222 | 1124 | 41.4834 | -73.1222 | 1124
122569 | BUNKER HILL | ISONE | 101 | 13.8 | 116 | 1121 | unknown |  |  |  | 41.4834 | -73.1222 | 1124 | 41.4834 | -73.1222 | 1124
121046 | BALDWIN_1843 | ISONE | 101 | 115 | 116 | 1122 | known |  | 41.5242 | -73.0399
122580 | BALDWIN 1575 | ISONE | 101 | 13.8 | 116 | 1122 | known
122581 | BALDWIN 1990 | ISONE | 101 | 13.8 | 116 | 1122 | known
121056 | ES_1843_FL | ISONE | 101 | 115 | 116 | 1123 | unknown |  | 41.5442 | -73.0414 | 41.5242 | -73.0399 | 1122 | 41.5242 | -73.0399 | 1122
121057 | WATERBURY | ISONE | 101 | 115 | 116 | 1123 | unknown |  | 41.5442 | -73.0414 | 41.5242 | -73.0399 | 1122 | 41.5242 | -73.0399 | 1122
122583 | WATERBURY_G | ISONE | 101 | 13.8 | 116 | 1123 | unknown |  |  |  | 41.5242 | -73.0399 | 1122 | 41.5242 | -73.0399 | 1122
121060 | TOWANTIC | ISONE | 101 | 115 | 116 | 1124 | known |  | 41.4834 | -73.1222
122586 | TOWANTIC C1 | ISONE | 101 | 18 | 116 | 1124 | known
122587 | TOWANTIC C2 | ISONE | 101 | 18 | 116 | 1124 | known
122588 | TOWANTIC ST | ISONE | 101 | 18 | 116 | 1124 | known
121064 | OXFORD | ISONE | 101 | 115 | 116 | 1125 | unknown |  | 41.4672 | -73.1325 | 41.4834 | -73.1222 | 1124 | 41.4834 | -73.1222 | 1124
121065 | OXFORD_C1 | ISONE | 101 | 115 | 116 | 1125 | unknown |  | 41.4672 | -73.1325 | 41.4834 | -73.1222 | 1124 | 41.4834 | -73.1222 | 1124
122591 | OXFORD | ISONE | 101 | 13.8 | 116 | 1125 | unknown |  |  |  | 41.4834 | -73.1222 | 1124 | 41.4834 | -73.1222 | 1124
121073 | BEACON FALLS | ISONE | 101 | 115 | 116 | 1126 | unknown |  | 41.4438 | -73.0688 |  |  |  | 41.4834 | -73.1222 | 1124
122602 | BEACON FALLS | ISONE | 101 | 13.8 | 116 | 1126 | unknown | [6 empty] | 41.4834 | -73.1222 | 1124
121082 | S-NAUGATUCK | ISONE | 101 | 115 | 116 | 1127 | unknown |  | 41.4747 | -73.0563 | 41.4834 | -73.1222 | 1124 | 41.4834 | -73.1222 | 1124
122613 | S-NAUGATUCK | ISONE | 101 | 13.8 | 116 | 1127 | unknown |  |  |  | 41.4834 | -73.1222 | 1124 | 41.4834 | -73.1222 | 1124
121091 | STEVENSON | ISONE | 101 | 115 | 116 | 1128 | unknown |  | 41.3822 | -73.1708 | 41.4834 | -73.1222 | 1124 | 41.4834 | -73.1222 | 1124
121092 | STEVENSON 1X | ISONE | 101 | 99 | 116 | 1128 | unknown |  | 41.3822 | -73.1708 | 41.4834 | -73.1222 | 1124 | 41.4834 | -73.1222 | 1124
122624 | STEVENSON | ISONE | 101 | 27.6 | 116 | 1128 | unknown |  |  |  | 41.4834 | -73.1222 | 1124 | 41.4834 | -73.1222 | 1124
122625 | STEVENSON HY | ISONE | 101 | 6.6 | 116 | 1128 | unknown |  |  |  | 41.4834 | -73.1222 | 1124 | 41.4834 | -73.1222 | 1124
121154 | CARMEL HILL | ISONE | 101 | 115 | 116 | 1129 | unknown |  | 41.6011 | -73.2412 | 41.6125 | -73.0607 | 1041 | 41.6125 | -73.0607 | 1041
122635 | CARMEL HILL | ISONE | 101 | 23 | 116 | 1129 | unknown |  |  |  | 41.6125 | -73.0607 | 1041 | 41.6125 | -73.0607 | 1041
121163 | BULLS BRIDGE | ISONE | 101 | 115 | 116 | 1130 | unknown |  | 41.6591 | -73.4914
122646 | BULLS BRIDGE | ISONE | 101 | 27.6 | 116 | 1130 | unknown
122648 | BULLS BRIDGE | ISONE | 101 | 1.15 | 116 | 1130 | unknown
121172 | ROCKY RIVER | ISONE | 101 | 115 | 116 | 1131 | unknown |  | 41.5825 | -73.4338 |  |  |  | 41.6125 | -73.0607 | 1041
121173 | ROCKY RIVR_C | ISONE | 101 | 115 | 116 | 1131 | unknown |  | 41.5825 | -73.4338 |  |  |  | 41.6125 | -73.0607 | 1041
122657 | ROCKY RIVER | ISONE | 101 | 13.8 | 116 | 1131 | unknown | [6 empty] | 41.6125 | -73.0607 | 1041
121181 | W-BROOKFIELD | ISONE | 101 | 115 | 116 | 1132 | unknown |  | 41.4826 | -73.4313
121182 | W-BROOKFLD_C | ISONE | 101 | 115 | 116 | 1132 | unknown |  | 41.4826 | -73.4313
122668 | W-BROOKFIELD | ISONE | 101 | 13.8 | 116 | 1132 | unknown
121190 | BATES ROCK | ISONE | 101 | 115 | 116 | 1133 | unknown |  | 41.5032 | -73.2365 |  |  |  | 41.3917 | -73.4021 | 1042
122679 | BATES ROCK | ISONE | 101 | 13.8 | 116 | 1133 | unknown | [6 empty] | 41.3917 | -73.4021 | 1042
121199 | SHEPAUG | ISONE | 101 | 115 | 116 | 1134 | unknown |  | 41.4488 | -73.2946
121201 | SHEPAUG | ISONE | 101 | 69 | 116 | 1134 | unknown |  | 41.4488 | -73.2946
122690 | SHEPAUG HYD | ISONE | 101 | 13.8 | 116 | 1134 | unknown
121225 | STONY HIL_C3 | ISONE | 101 | 115 | 116 | 1135 | unknown |  | 41.4343 | -73.3871 | 41.3917 | -73.4021 | 1042 | 41.3917 | -73.4021 | 1042
121226 | STONY HILL | ISONE | 101 | 115 | 116 | 1135 | unknown |  | 41.4343 | -73.3871 | 41.3917 | -73.4021 | 1042 | 41.3917 | -73.4021 | 1042
121227 | STONY HIL_C1 | ISONE | 101 | 115 | 116 | 1135 | unknown |  | 41.4343 | -73.3871 | 41.3917 | -73.4021 | 1042 | 41.3917 | -73.4021 | 1042
121228 | STONY HIL_C2 | ISONE | 101 | 115 | 116 | 1135 | unknown |  | 41.4343 | -73.3871 | 41.3917 | -73.4021 | 1042 | 41.3917 | -73.4021 | 1042
122700 | STONY HIL_SC | ISONE | 101 | 12.47 | 116 | 1135 | unknown |  |  |  | 41.3917 | -73.4021 | 1042 | 41.3917 | -73.4021 | 1042
122701 | STONY HILL | ISONE | 101 | 13.8 | 116 | 1135 | unknown |  |  |  | 41.3917 | -73.4021 | 1042 | 41.3917 | -73.4021 | 1042
121235 | MIDDLE RIVER | ISONE | 101 | 115 | 116 | 1136 | unknown |  | 41.4039 | -73.489 |  |  |  | 41.3917 | -73.4021 | 1042
122712 | MIDDLE RIVER | ISONE | 101 | 13.8 | 116 | 1136 | unknown | [6 empty] | 41.3917 | -73.4021 | 1042
121244 | TRIANGLE | ISONE | 101 | 115 | 116 | 1137 | unknown |  | 41.3936 | -73.4352 | 41.3917 | -73.4021 | 1042 | 41.3917 | -73.4021 | 1042
122723 | TRIANGLE-1 | ISONE | 101 | 13.8 | 116 | 1137 | unknown |  |  |  | 41.3917 | -73.4021 | 1042 | 41.3917 | -73.4021 | 1042
122724 | TRIANGLE-2 | ISONE | 101 | 13.8 | 116 | 1137 | unknown |  |  |  | 41.3917 | -73.4021 | 1042 | 41.3917 | -73.4021 | 1042
121262 | SANDY HOOK_T | ISONE | 101 | 115 | 116 | 1138 | unknown |  | 41.3833 | -73.22 |  |  |  | 41.3917 | -73.4021 | 1042
122745 | SANDY HOOK | ISONE | 101 | 23 | 116 | 1138 | unknown | [6 empty] | 41.3917 | -73.4021 | 1042
121271 | NEWTOWN | ISONE | 101 | 115 | 116 | 1139 | unknown |  | 41.3912 | -73.2898 | 41.3917 | -73.4021 | 1042 | 41.3917 | -73.4021 | 1042
122756 | NEWTOWN | ISONE | 101 | 13.8 | 116 | 1139 | unknown |  |  |  | 41.3917 | -73.4021 | 1042 | 41.3917 | -73.4021 | 1042
121280 | PEACEABLE | ISONE | 101 | 115 | 116 | 1140 | unknown |  | 41.2682 | -73.4297 | [5 empty] | 1044
121304 | RIDGEFLD70_J | ISONE | 101 | 115 | 116 | 1140 | unknown |  | 41.2682 | -73.4297 | [5 empty] | 1044 | Ridgefield
122767 | PEACEABLE | ISONE | 101 | 13.8 | 116 | 1140 | unknown | [8 empty] | 1044
121295 | RIDGEFLD 65 | ISONE | 101 | 115 | 116 | 1141 | unknown |  | 41.2832 | -73.4875 | [6 empty] | Ridgefield
121310 | RIDGEFLD 70 | ISONE | 101 | 115 | 116 | 1141 | unknown |  | 41.2832 | -73.4875 | [6 empty] | Ridgefield
122778 | RIDGEFIELD | ISONE | 101 | 13.8 | 116 | 1141 | unknown
121319 | WILTON | ISONE | 101 | 115 | 116 | 1142 | unknown |  | 41.2001 | -73.4322 |  |  | 1044 |  |  | 1044
122789 | WILTON | ISONE | 101 | 13.8 | 116 | 1142 | unknown | [5 empty] | 1044 |  |  | 1044
121364 | COMPO | ISONE | 101 | 115 | 116 | 1143 | unknown |  | 41.1211 | -73.3608
122811 | COMPO | ISONE | 101 | 13.8 | 116 | 1143 | unknown
121382 | SHERWOOD | ISONE | 101 | 115 | 116 | 1144 | unknown |  | 41.1216 | -73.3161
122833 | SHERWOOD | ISONE | 101 | 13.8 | 116 | 1144 | unknown
121384 | NU_1243_CMEC | ISONE | 101 | 115 | 116 | 1145 | unknown |  | 41.1049 | -73.4037
121385 | FITCH ST | ISONE | 101 | 115 | 116 | 1145 | unknown |  | 41.1049 | -73.4037
121386 | NU_1028_CMEC | ISONE | 101 | 115 | 116 | 1145 | unknown |  | 41.1049 | -73.4037
122836 | FITCH ST 1X | ISONE | 101 | 27.6 | 116 | 1145 | unknown
122837 | FITCH ST 2X | ISONE | 101 | 27.6 | 116 | 1145 | unknown
121388 | S-NORWALK | ISONE | 101 | 115 | 116 | 1146 | unknown |  | 41.1023 | -73.4058
122839 | S-NORWALK_D | ISONE | 101 | 13.8 | 116 | 1146 | unknown
121400 | NORWALK HRBR | ISONE | 101 | 115 | 116 | 1147 | known |  | 41.0807 | -73.4289
121406 | NORWALK HRBR | ISONE | 101 | 138 | 116 | 1147 | known |  | 41.0807 | -73.4289
121430 | FLAX HILL | ISONE | 101 | 115 | 116 | 1148 | unknown |  | 41.0938 | -73.4421 |  |  | 1044 |  |  | 1044
122854 | FLAX HILL | ISONE | 101 | 27.6 | 116 | 1148 | unknown | [5 empty] | 1044 |  |  | 1044
122855 | FLAX HILL | ISONE | 101 | 13.8 | 116 | 1148 | unknown | [5 empty] | 1044 |  |  | 1044
121439 | DARIEN | ISONE | 101 | 115 | 116 | 1149 | unknown |  | 41.0755 | -73.4805
121440 | DARIEN_C | ISONE | 101 | 115 | 116 | 1149 | unknown |  | 41.0755 | -73.4805
122866 | DARIEN | ISONE | 101 | 13.2 | 116 | 1149 | unknown
121448 | CEDAR HGTS53 | ISONE | 101 | 115 | 116 | 1150 | unknown |  | 41.1067 | -73.5554 | [5 empty] | 1044 | Cedar Heights
121449 | CEDAR HGTS92 | ISONE | 101 | 115 | 116 | 1150 | unknown |  | 41.1067 | -73.5554 | [5 empty] | 1044 | Cedar Heights
122877 | CEDAR HEIGHT | ISONE | 101 | 13.2 | 116 | 1150 | unknown | [8 empty] | 1044
121456 | GLENBROOK_C1 | ISONE | 101 | 115 | 116 | 1151 | unknown |  | 41.0621 | -73.5204 |  |  | 1044 |  |  | 1044
121457 | GLENBROOK | ISONE | 101 | 115 | 116 | 1151 | unknown |  | 41.0621 | -73.5204 |  |  | 1044 |  |  | 1044
121458 | GLENBROOK_C2 | ISONE | 101 | 115 | 116 | 1151 | unknown |  | 41.0621 | -73.5204 |  |  | 1044 |  |  | 1044
122888 | GLENBROOK | ISONE | 101 | 13.2 | 116 | 1151 | unknown | [5 empty] | 1044 |  |  | 1044
122889 | GLENBROOK_S1 | ISONE | 101 | 14.6 | 116 | 1151 | unknown | [5 empty] | 1044 |  |  | 1044
122890 | GLENBROOK_S2 | ISONE | 101 | 14.6 | 116 | 1151 | unknown | [5 empty] | 1044 |  |  | 1044
121466 | SOUTH END | ISONE | 101 | 115 | 116 | 1152 | unknown |  | 41.0479 | -73.5376 | [5 empty] | 1044
122899 | SOUTH END | ISONE | 101 | 13.2 | 116 | 1152 | unknown | [8 empty] | 1044
121475 | WATERSIDE | ISONE | 101 | 115 | 116 | 1153 | unknown |  | 41.0376 | -73.5554 | [5 empty] | 1044
121477 | WATERSIDE_C | ISONE | 101 | 115 | 116 | 1153 | unknown |  | 41.0376 | -73.5554 | [5 empty] | 1044
122910 | WATERSIDE | ISONE | 101 | 13.2 | 116 | 1153 | unknown | [8 empty] | 1044
122911 | WATERSIDE_G | ISONE | 101 | 13.8 | 116 | 1153 | unknown | [8 empty] | 1044
121484 | TOMAC_T | ISONE | 101 | 115 | 116 | 1154 | unknown |  | 41.034 | -73.5634
121485 | TOMAC | ISONE | 101 | 115 | 116 | 1154 | unknown |  | 41.034 | -73.5634
122921 | TOMAC | ISONE | 101 | 27.6 | 116 | 1154 | unknown
121493 | COS COB | ISONE | 101 | 115 | 116 | 1155 | unknown |  | 41.029 | -73.5978
122931 | COS COB | ISONE | 101 | 27.6 | 116 | 1155 | unknown
122932 | COS COB | ISONE | 101 | 13.2 | 116 | 1155 | unknown
122933 | COSCOB_GEN | ISONE | 101 | 13.8 | 116 | 1155 | unknown
121497 | GREENWICH | ISONE | 101 | 115 | 116 | 1156 | unknown |  | 41.0211 | -73.6317
122947 | GREENWICH | ISONE | 101 | 13.2 | 116 | 1156 | unknown
121525 | WOODSHILL_PV | ISONE | 101 | 23 | 116 | 1157 | unknown |  |  |  | 41.8813 | -71.8912 | 1028 | 41.8813 | -71.8912 | 1028
121526 | WOODSHILL_PV | ISONE | 101 | 0.385 | 116 | 1157 | unknown |  |  |  | 41.8813 | -71.8912 | 1028 | 41.8813 | -71.8912 | 1028
121535 | QB_MV2 | ISONE | 101 | 34.5 | 116 | 1158 | unknown |  |  |  | 41.8813 | -71.8912 | 1028 | 41.8813 | -71.8912 | 1028
121536 | QB_GEN | ISONE | 101 | 0.418 | 116 | 1158 | unknown |  |  |  | 41.8813 | -71.8912 | 1028 | 41.8813 | -71.8912 | 1028
121538 | BLKHILL_T | ISONE | 101 | 34.5 | 116 | 1159 | unknown | [6 empty] | 41.8813 | -71.8912 | 1028
121539 | BLKHILL_G | ISONE | 101 | 0.6 | 116 | 1159 | unknown | [6 empty] | 41.8813 | -71.8912 | 1028
121554 | PLAINFLD_SLR | ISONE | 101 | 0.55 | 116 | 1160 | unknown
121555 | PLAINFLD_SLR | ISONE | 101 | 23 | 116 | 1160 | unknown
121558 | CONSTITUTION | ISONE | 101 | 23 | 116 | 1161 | unknown
121559 | CONSTITUTION | ISONE | 101 | 0.6 | 116 | 1161 | unknown
121571 | FUSION_GEN | ISONE | 101 | 0.385 | 116 | 1162 | unknown
121572 | FUSION_GSU | ISONE | 101 | 23 | 116 | 1162 | unknown
121584 | FOXWOODS G1 | ISONE | 101 | 23 | 116 | 1163 | unknown
121585 | FOXWOODS G2 | ISONE | 101 | 23 | 116 | 1163 | unknown
121586 | FOXWOODS G1 | ISONE | 101 | 4.16 | 116 | 1163 | unknown
121587 | FOXWOODS G2 | ISONE | 101 | 4.16 | 116 | 1163 | unknown
121621 | PEQUOT 48F | ISONE | 101 | 34.5 | 116 | 1164 | unknown
121622 | PEQUOT 48F | ISONE | 101 | 23 | 116 | 1164 | unknown
121637 | PAWCATCK SLR | ISONE | 101 | 13.8 | 116 | 1165 | unknown
121638 | PAWCATCK SLR | ISONE | 101 | 0.6 | 116 | 1165 | unknown
121840 | NUTMEG_CL | ISONE | 101 | 34.5 | 116 | 1166 | unknown
121841 | NUTMEG_G | ISONE | 101 | 0.418 | 116 | 1166 | unknown
121859 | HAMILTON | ISONE | 101 | 27.6 | 116 | 1167 | unknown | [6 empty] | 41.8545 | -72.5286 | 1033
121860 | HAMILTON GT | ISONE | 101 | 13.8 | 116 | 1167 | unknown | [6 empty] | 41.8545 | -72.5286 | 1033
122153 | SIMSBURY SLR | ISONE | 101 | 23 | 116 | 1168 | unknown | [6 empty] | 41.8912 | -72.7581 | 1034
122154 | SIMSBURY SLR | ISONE | 101 | 0.38 | 116 | 1168 | unknown | [6 empty] | 41.8912 | -72.7581 | 1034
122654 | CANDLEWD SLR | ISONE | 101 | 13.8 | 116 | 1169 | unknown
122655 | CANDLEWD SLR | ISONE | 101 | 0.63 | 116 | 1169 | unknown
122659 | KIMB CLARK | ISONE | 101 | 13.8 | 116 | 1170 | unknown
122660 | KIMB CLARK_G | ISONE | 101 | 13.8 | 116 | 1170 | unknown
123111 | EAST SHORE | ISONE | 101 | 13.8 | 117 | 1171 | known
123162 | EAST SHORE | ISONE | 101 | 115 | 117 | 1171 | known
123167 | E SHORE_C1 | ISONE | 101 | 115 | 117 | 1171 | known
123168 | E SHORE_C2 | ISONE | 101 | 115 | 117 | 1171 | known
123635 | HALVARSSON | ISONE | 101 | 191.5 | 117 | 1171 | known
123636 | ESHORE 8X | ISONE | 101 | 345 | 117 | 1171 | known
123637 | ESHORE 9X | ISONE | 101 | 345 | 117 | 1171 | known
123638 | ESHORE TELEM | ISONE | 101 | 345 | 117 | 1171 | known |  | 41.288 | -72.9044
123653 | NEW HAVN HBR | ISONE | 101 | 22 | 117 | 1171 | known
123654 | E SHORE_TAP | ISONE | 101 | 345 | 117 | 1171 | known |  | 41.288 | -72.9044
123655 | NHHP G2 | ISONE | 101 | 13.8 | 117 | 1171 | known
123656 | NHHP G3-4 | ISONE | 101 | 13.8 | 117 | 1171 | known
123657 | E.SHORE 2X | ISONE | 101 | 99 | 117 | 1171 | known
123783 | HALVARSSON | ISONE | 101 | 345 | 117 | 1171 | known
123112 | QUINNIPIAC | ISONE | 101 | 13.8 | 117 | 1172 | unknown | [8 empty] | 1171
123164 | QUINNIPIAC | ISONE | 101 | 115 | 117 | 1172 | unknown |  | 41.3179 | -72.8775 | [5 empty] | 1171
123113 | NORTH HAVEN | ISONE | 101 | 13.8 | 117 | 1173 | unknown
123165 | NORTH HAVEN | ISONE | 101 | 115 | 117 | 1173 | unknown |  | 41.4146 | -72.843
123169 | NRTH HAVEN_C | ISONE | 101 | 115 | 117 | 1173 | unknown |  | 41.4146 | -72.843
123114 | SACKETT | ISONE | 101 | 13.8 | 117 | 1174 | unknown | [8 empty] | 1171
123166 | SACKETT | ISONE | 101 | 115 | 117 | 1174 | unknown |  | 41.3636 | -72.887 | [5 empty] | 1171
123115 | MIXPDS | ISONE | 101 | 13.8 | 117 | 1175 | unknown
123116 | MIX AVENUE | ISONE | 101 | 13.8 | 117 | 1175 | unknown
123209 | MIX AVE_C | ISONE | 101 | 115 | 117 | 1175 | unknown |  | 41.3723 | -72.9241
123212 | MIX AVENUE | ISONE | 101 | 115 | 117 | 1175 | unknown |  | 41.3723 | -72.9241
123121 | MILL RVR A/B | ISONE | 101 | 13.8 | 117 | 1176 | unknown | [5 empty] | 1171 |  |  | 1171
123122 | MILL RVR C/D | ISONE | 101 | 13.8 | 117 | 1176 | unknown | [5 empty] | 1171 |  |  | 1171
123163 | GRAND AVENUE | ISONE | 101 | 115 | 117 | 1176 | unknown |  | 41.3075 | -72.9088 |  |  | 1171 |  |  | 1171
123213 | MILL RVR_A | ISONE | 101 | 115 | 117 | 1176 | unknown |  | 41.3075 | -72.9088 |  |  | 1171 |  |  | 1171
123217 | MILL RVR_B&C | ISONE | 101 | 115 | 117 | 1176 | unknown |  | 41.3075 | -72.9088 |  |  | 1171 |  |  | 1171
123218 | MILL RVR_D | ISONE | 101 | 115 | 117 | 1176 | unknown |  | 41.3075 | -72.9088 |  |  | 1171 |  |  | 1171
123123 | BROADWAY 1 | ISONE | 101 | 13.8 | 117 | 1177 | unknown | [8 empty] | 1171
123214 | BROADWAY 1 | ISONE | 101 | 115 | 117 | 1177 | unknown |  | 41.3144 | -72.9343 | [5 empty] | 1171
123773 | BROADWAY 2 | ISONE | 101 | 13.8 | 117 | 1177 | unknown | [8 empty] | 1171
123774 | BROADWAY 2 | ISONE | 101 | 115 | 117 | 1177 | unknown |  | 41.3144 | -72.9343 | [5 empty] | 1171
123124 | WATER ST BX | ISONE | 101 | 13.8 | 117 | 1178 | unknown | [8 empty] | 1171
123127 | WATER ST CX | ISONE | 101 | 13.8 | 117 | 1178 | unknown | [8 empty] | 1171
123215 | WATER ST CT | ISONE | 101 | 115 | 117 | 1178 | unknown |  | 41.3017 | -72.9214 | [5 empty] | 1171
123125 | ELM WEST | ISONE | 101 | 13.8 | 117 | 1179 | unknown
123221 | ELM WEST A | ISONE | 101 | 115 | 117 | 1179 | unknown |  | 41.2759 | -72.9545
123222 | ELM WEST B | ISONE | 101 | 115 | 117 | 1179 | unknown |  | 41.2759 | -72.9545
123126 | ALLNGS CRSNG | ISONE | 101 | 13.8 | 117 | 1180 | unknown
123223 | ALLINGS CR A | ISONE | 101 | 115 | 117 | 1180 | unknown |  | 41.267 | -72.9739 | [6 empty] | Allings Crossing
123224 | ALLINGS CR B | ISONE | 101 | 115 | 117 | 1180 | unknown |  | 41.267 | -72.9739 | [6 empty] | Allings Crossing
123131 | WOODMONT | ISONE | 101 | 13.8 | 117 | 1181 | unknown
123225 | WOODMONT A | ISONE | 101 | 115 | 117 | 1181 | unknown |  | 41.2373 | -73.0131
123226 | WOODMONT B | ISONE | 101 | 115 | 117 | 1181 | unknown |  | 41.2373 | -73.0131
123132 | MILVON A | ISONE | 101 | 13.8 | 117 | 1182 | unknown | [6 empty] | 41.2278 | -73.0985 | 1043
123137 | MILVON B | ISONE | 101 | 13.8 | 117 | 1182 | unknown | [6 empty] | 41.2278 | -73.0985 | 1043
123231 | MILVON A | ISONE | 101 | 115 | 117 | 1182 | unknown |  | 41.2123 | -73.0809 |  |  |  | 41.2278 | -73.0985 | 1043
123232 | MILVON B | ISONE | 101 | 115 | 117 | 1182 | unknown |  | 41.2123 | -73.0809 |  |  |  | 41.2278 | -73.0985 | 1043
123133 | BARNUM | ISONE | 101 | 13.8 | 117 | 1183 | unknown | [6 empty] | 41.2278 | -73.0985 | 1043
123235 | BARNUM A | ISONE | 101 | 115 | 117 | 1183 | unknown |  | 41.1982 | -73.1262 |  |  |  | 41.2278 | -73.0985 | 1043
123236 | BARNUM B | ISONE | 101 | 115 | 117 | 1183 | unknown |  | 41.1982 | -73.1262 |  |  |  | 41.2278 | -73.0985 | 1043
123134 | BAIRD A | ISONE | 101 | 13.8 | 117 | 1184 | unknown
123142 | BAIRD B | ISONE | 101 | 13.8 | 117 | 1184 | unknown
123311 | BAIRD A | ISONE | 101 | 115 | 117 | 1184 | unknown |  | 41.1855 | -73.1439
123312 | BAIRD B | ISONE | 101 | 115 | 117 | 1184 | unknown |  | 41.1855 | -73.1439
123135 | CONGRESS C/D | ISONE | 101 | 13.8 | 117 | 1185 | unknown | [8 empty] | 1196
123136 | CONGRESS A/B | ISONE | 101 | 13.8 | 117 | 1185 | unknown | [8 empty] | 1196
123313 | CONGRESS A | ISONE | 101 | 115 | 117 | 1185 | unknown |  | 41.1824 | -73.1869 | [5 empty] | 1196
123314 | CONGRESS B | ISONE | 101 | 115 | 117 | 1185 | unknown |  | 41.1824 | -73.1869 | [5 empty] | 1196
123612 | CONGRESS C | ISONE | 101 | 115 | 117 | 1185 | unknown |  | 41.1824 | -73.1869 | [5 empty] | 1196
123613 | CONGRESS D | ISONE | 101 | 115 | 117 | 1185 | unknown |  | 41.1824 | -73.1869 | [5 empty] | 1196
123141 | PEQUONNOCK | ISONE | 101 | 13.8 | 117 | 1186 | unknown | [5 empty] | 1196 |  |  | 1196
123315 | PEQUONNOCK | ISONE | 101 | 115 | 117 | 1186 | unknown |  | 41.1724 | -73.1849 |  |  | 1196 |  |  | 1196
123615 | PEQ-BE_TAP | ISONE | 101 | 115 | 117 | 1186 | unknown |  | 41.1724 | -73.1849 |  |  | 1196 |  |  | 1196
123641 | BRPT EN 10ST | ISONE | 101 | 16 | 117 | 1186 | unknown | [5 empty] | 1196 |  |  | 1196
123642 | BRPT HRBR 4 | ISONE | 101 | 13.8 | 117 | 1186 | unknown | [5 empty] | 1196 |  |  | 1196
123644 | BRPT EN 11CT | ISONE | 101 | 16 | 117 | 1186 | unknown | [5 empty] | 1196 |  |  | 1196
123645 | BRPT EN 12CT | ISONE | 101 | 16 | 117 | 1186 | unknown | [5 empty] | 1196 |  |  | 1196
123769 | UI_1943_BE | ISONE | 101 | 115 | 117 | 1186 | unknown |  | 41.1724 | -73.1849 |  |  | 1196 |  |  | 1196
123772 | BH3&BH4_TAP | ISONE | 101 | 115 | 117 | 1186 | unknown |  | 41.1724 | -73.1849 |  |  | 1196 |  |  | 1196
120885 | ES_1730_UI | ISONE | 101 | 115 | 116 | 1187 | unknown |  | 41.2324 | -73.1607 | 41.2089 | -73.1072 | 1113 | 41.2089 | -73.1072 | 1113
120886 | ES_1714_UI | ISONE | 101 | 115 | 116 | 1187 | unknown |  | 41.2324 | -73.1607 | 41.2089 | -73.1072 | 1113 | 41.2089 | -73.1072 | 1113
123143 | TRUMBULL | ISONE | 101 | 13.8 | 117 | 1187 | unknown |  |  |  | 41.2089 | -73.1072 | 1113 | 41.2089 | -73.1072 | 1113
123616 | TRUMBULL | ISONE | 101 | 115 | 117 | 1187 | unknown |  | 41.2324 | -73.1607 | 41.2089 | -73.1072 | 1113 | 41.2089 | -73.1072 | 1113
123144 | ASH CREEK | ISONE | 101 | 13.8 | 117 | 1188 | unknown
123412 | ASH CREEK | ISONE | 101 | 115 | 117 | 1188 | unknown |  | 41.1564 | -73.2342
121118 | ES_1241_UI | ISONE | 101 | 115 | 116 | 1189 | unknown |  | 41.2673 | -73.1182 | 41.2089 | -73.1072 | 1113 | 41.2089 | -73.1072 | 1113
121127 | ES_1545_UI | ISONE | 101 | 115 | 116 | 1189 | unknown |  | 41.2673 | -73.1182 | 41.2089 | -73.1072 | 1113 | 41.2089 | -73.1072 | 1113
123145 | TRAP FALLS A | ISONE | 101 | 13.8 | 117 | 1189 | unknown |  |  |  | 41.2089 | -73.1072 | 1113 | 41.2089 | -73.1072 | 1113
123148 | TRAP FALLS B | ISONE | 101 | 13.8 | 117 | 1189 | unknown |  |  |  | 41.2089 | -73.1072 | 1113 | 41.2089 | -73.1072 | 1113
123413 | TRAP FALLS | ISONE | 101 | 115 | 117 | 1189 | unknown |  | 41.2673 | -73.1182 | 41.2089 | -73.1072 | 1113 | 41.2089 | -73.1072 | 1113
123146 | INDIAN WELL | ISONE | 101 | 13.8 | 117 | 1190 | unknown
123147 | DERBY DAM HY | ISONE | 101 | 4.16 | 117 | 1190 | unknown
123414 | INDIAN WELL | ISONE | 101 | 115 | 117 | 1190 | unknown |  | 41.3255 | -73.0999
123151 | ANSONIA | ISONE | 101 | 13.8 | 117 | 1191 | unknown
123415 | ANSONIA | ISONE | 101 | 115 | 117 | 1191 | unknown |  | 41.3474 | -73.0857
123417 | ANSONIA_C1 | ISONE | 101 | 115 | 117 | 1191 | unknown |  | 41.3474 | -73.0857
123418 | ANSONIA_C2 | ISONE | 101 | 115 | 117 | 1191 | unknown |  | 41.3474 | -73.0857
123152 | JUNE STREET | ISONE | 101 | 13.8 | 117 | 1192 | unknown
123416 | JUNE STREET | ISONE | 101 | 115 | 117 | 1192 | unknown |  | 41.3381 | -72.9826
120893 | ES_1710_UI | ISONE | 101 | 115 | 116 | 1193 | unknown |  | 41.2244 | -73.2168 | [5 empty] | 1044
120902 | UI_1222_ES | ISONE | 101 | 115 | 116 | 1193 | unknown |  | 41.2244 | -73.2168 | [5 empty] | 1044
123153 | OLD TOWN 2&3 | ISONE | 101 | 13.8 | 117 | 1193 | unknown | [8 empty] | 1044
123156 | OLD TOWN 1&3 | ISONE | 101 | 13.8 | 117 | 1193 | unknown | [8 empty] | 1044
123511 | OLD TOWN | ISONE | 101 | 115 | 117 | 1193 | unknown |  | 41.2244 | -73.2168 | [5 empty] | 1044
120911 | ES_1222_UI | ISONE | 101 | 115 | 116 | 1194 | unknown |  | 41.2137 | -73.2516 |  |  | 1044 |  |  | 1044
120920 | ES_1720_UI | ISONE | 101 | 115 | 116 | 1194 | unknown |  | 41.2137 | -73.2516 |  |  | 1044 |  |  | 1044
123154 | HAWTHORNE | ISONE | 101 | 13.8 | 117 | 1194 | unknown | [5 empty] | 1044 |  |  | 1044
123512 | HAWTHORNE | ISONE | 101 | 115 | 117 | 1194 | unknown |  | 41.2137 | -73.2516 |  |  | 1044 |  |  | 1044
123513 | HAWTHORNE_C1 | ISONE | 101 | 115 | 117 | 1194 | unknown |  | 41.2137 | -73.2516 |  |  | 1044 |  |  | 1044
123514 | HAWTHORNE_C2 | ISONE | 101 | 115 | 117 | 1194 | unknown |  | 41.2137 | -73.2516 |  |  | 1044 |  |  | 1044
123611 | HAWTHORNE_R | ISONE | 101 | 115 | 117 | 1194 | unknown |  | 41.2137 | -73.2516 |  |  | 1044 |  |  | 1044
123411 | BRDGPT RESCO | ISONE | 101 | 115 | 117 | 1195 | unknown |  | 41.17 | -73.1854
123643 | BRPT RESCO_G | ISONE | 101 | 13.8 | 117 | 1195 | unknown
119428 | ES_3280_UI | ISONE | 101 | 345 | 116 | 1196 | known
119441 | ES_3921_UI | ISONE | 101 | 345 | 116 | 1196 | known
123626 | SINGER | ISONE | 101 | 345 | 117 | 1196 | known |  | 41.1625 | -73.2083
123628 | BRPT HRBR 5C | ISONE | 101 | 25 | 117 | 1196 | known
123629 | BRPT HRBR 5S | ISONE | 101 | 18 | 117 | 1196 | known
123630 | BRPT HRBR 5 | ISONE | 101 | 345 | 117 | 1196 | known |  | 41.1724 | -73.1849
123631 | SINGER3619_R | ISONE | 101 | 345 | 117 | 1196 | known
123632 | SINGER3165_R | ISONE | 101 | 345 | 117 | 1196 | known
123633 | SINGER3280_R | ISONE | 101 | 345 | 117 | 1196 | known
123634 | SINGER3921_R | ISONE | 101 | 345 | 117 | 1196 | known
123770 | SINGER_43BE | ISONE | 101 | 115 | 117 | 1196 | known
123771 | SINGER_55PEQ | ISONE | 101 | 115 | 117 | 1196 | known
121104 | ES_1560_UI | ISONE | 101 | 115 | 116 | 1197 | unknown |  | 41.2762 | -73.1179 | 41.2089 | -73.1072 | 1113 | 41.2089 | -73.1072 | 1113
121110 | ES_1483_UI | ISONE | 101 | 115 | 116 | 1197 | unknown |  | 41.2762 | -73.1179 | 41.2089 | -73.1072 | 1113 | 41.2089 | -73.1072 | 1113
121111 | ES_1808_UI | ISONE | 101 | 115 | 116 | 1197 | unknown |  | 41.2762 | -73.1179 | 41.2089 | -73.1072 | 1113 | 41.2089 | -73.1072 | 1113
121114 | UI_1241_ES | ISONE | 101 | 115 | 116 | 1197 | unknown |  | 41.2762 | -73.1179 | 41.2089 | -73.1072 | 1113 | 41.2089 | -73.1072 | 1113
123800 | POOTATUCK | ISONE | 101 | 115 | 117 | 1197 | unknown |  | 41.2762 | -73.1179 | 41.2089 | -73.1072 | 1113 | 41.2089 | -73.1072 | 1113
123801 | POOTATUCK | ISONE | 101 | 13.8 | 117 | 1197 | unknown |  |  |  | 41.2089 | -73.1072 | 1113 | 41.2089 | -73.1072 | 1113
123802 | POOTATUCK_C | ISONE | 101 | 115 | 117 | 1197 | unknown |  | 41.2762 | -73.1179 | 41.2089 | -73.1072 | 1113 | 41.2089 | -73.1072 | 1113
125000 | HURLEY 3 | NYISO | 7 | 345 | 154 | 1198 | known
125003 | SDU-HURLEY | NYISO | 7 | 345 | 154 | 1198 | known
125030 | HURLEY 1 | NYISO | 7 | 115 | 154 | 1198 | known
125104 | HURLEY 6 | NYISO | 7 | 69 | 154 | 1198 | known
126138 | HURLEY_13.8 | NYISO | 7 | 13.8 | 154 | 1198 | known
126139 | HURLEY_13.8 | NYISO | 7 | 13.8 | 154 | 1198 | known
126180 | SV1 | NYISO | 7 | 345 | 154 | 1198 | known
126181 | SV2 | NYISO | 7 | 345 | 154 | 1198 | known |  | 41.9367 | -74.0477
126182 | SV3 | NYISO | 7 | 345 | 154 | 1198 | known
126183 | SV4 | NYISO | 7 | 345 | 154 | 1198 | known
126184 | SV5 | NYISO | 7 | 345 | 154 | 1198 | known
126185 | SV6 | NYISO | 7 | 345 | 154 | 1198 | known
126186 | SV7 | NYISO | 7 | 345 | 154 | 1198 | known
125001 | ROCK TAV | NYISO | 7 | 345 | 154 | 1199 | known |  | 41.4677 | -74.1969
125046 | ROCK TV1 | NYISO | 7 | 115 | 154 | 1199 | known
125125 | RTAV 69 | NYISO | 7 | 69 | 154 | 1199 | known
125002 | ROSETON | NYISO | 7 | 345 | 154 | 1200 | known |  | 41.5716 | -73.9747
125190 | ROSE GN1 | NYISO | 7 | 24 | 154 | 1200 | known |  | 41.5716 | -73.9747
125192 | ROSE GN2 | NYISO | 7 | 24 | 154 | 1200 | known |  | 41.5716 | -73.9747
125011 | EFISH115 | NYISO | 7 | 115 | 154 | 1201 | known
125022 | E FISH I | NYISO | 7 | 115 | 154 | 1201 | known
126281 | E FISHKILL | NYISO | 8 | 345 | 167 | 1201 | known |  | 41.5681 | -73.8346
125012 | TINKER | NYISO | 7 | 69 | 154 | 1202 | unknown | [8 empty] | 1214
126205 | TINKER_13B1 | NYISO | 7 | 13.8 | 154 | 1202 | unknown | [8 empty] | 1214
126206 | TINKER_13B2 | NYISO | 7 | 13.8 | 154 | 1202 | unknown | [8 empty] | 1214
125014 | COLDNHAM | NYISO | 7 | 115 | 154 | 1203 | unknown |  |  |  | 41.4677 | -74.1969 | 1199 | 41.4677 | -74.1969 | 1199
126142 | COLDENHAM1 | NYISO | 7 | 13.8 | 154 | 1203 | unknown |  |  |  | 41.4677 | -74.1969 | 1199 | 41.4677 | -74.1969 | 1199
126143 | COLDENHAM2 | NYISO | 7 | 13.8 | 154 | 1203 | unknown |  |  |  | 41.4677 | -74.1969 | 1199 | 41.4677 | -74.1969 | 1199
125016 | BAR/SAND | NYISO | 7 | 115 | 154 | 1204 | unknown
126009 | SANDDOCK4 | NYISO | 7 | 13.8 | 154 | 1204 | unknown
126144 | SANDDOCK123 | NYISO | 7 | 13.8 | 154 | 1204 | unknown
126145 | BARNEGAT1 | NYISO | 7 | 13.8 | 154 | 1204 | unknown
126146 | BARNEGAT2 | NYISO | 7 | 13.8 | 154 | 1204 | unknown
125017 | BETH RD | NYISO | 7 | 115 | 154 | 1205 | unknown |  |  |  | 41.4677 | -74.1969 | 1199 | 41.4677 | -74.1969 | 1199
126004 | BETHB1 | NYISO | 7 | 13.8 | 154 | 1205 | unknown |  |  |  | 41.4677 | -74.1969 | 1199 | 41.4677 | -74.1969 | 1199
126005 | BETHB2 | NYISO | 7 | 13.8 | 154 | 1205 | unknown |  |  |  | 41.4677 | -74.1969 | 1199 | 41.4677 | -74.1969 | 1199
125018 | SUGARLF | NYISO | 7 | 115 | 154 | 1206 | known
126239 | SGRLF115 | NYISO | 7 | 115 | 154 | 1206 | known
126879 | SUGARLOAF | NYISO | 7 | 345 | 176 | 1206 | known |  | 41.3116 | -74.2599
146773 | SGRLF138 | NYISO | 7 | 138 | 155 | 1206 | known
146809 | SGRLF69 | NYISO | 7 | 69 | 155 | 1206 | known
125024 | E.WALD 1 | NYISO | 7 | 115 | 154 | 1207 | unknown |  |  |  | 41.4677 | -74.1969 | 1199 | 41.4677 | -74.1969 | 1199
125096 | E.WALD 6 | NYISO | 7 | 69 | 154 | 1207 | unknown |  |  |  | 41.4677 | -74.1969 | 1199 | 41.4677 | -74.1969 | 1199
126137 | E.WALD13 | NYISO | 7 | 13.8 | 154 | 1207 | unknown |  |  |  | 41.4677 | -74.1969 | 1199 | 41.4677 | -74.1969 | 1199
125033 | KNAPPS 1 | NYISO | 7 | 115 | 154 | 1208 | unknown | [8 empty] | 1214
125107 | KNAPPS 6 | NYISO | 7 | 69 | 154 | 1208 | unknown | [8 empty] | 1214
125036 | MANCHEST | NYISO | 7 | 115 | 154 | 1209 | unknown | [5 empty] | 1214 |  |  | 1214
126121 | MANCH B1 | NYISO | 7 | 13.8 | 154 | 1209 | unknown | [5 empty] | 1214 |  |  | 1214
126122 | MANCH B2 | NYISO | 7 | 13.8 | 154 | 1209 | unknown | [5 empty] | 1214 |  |  | 1214
125039 | MODENA 1 | NYISO | 7 | 115 | 154 | 1210 | unknown | [6 empty] | 41.4677 | -74.1969 | 1199
126136 | MODENA13 | NYISO | 7 | 13.8 | 154 | 1210 | unknown | [6 empty] | 41.4677 | -74.1969 | 1199
125040 | N.CAT. 1 | NYISO | 7 | 115 | 154 | 1211 | unknown
125116 | N.CAT 6 | NYISO | 7 | 69 | 154 | 1211 | unknown
125041 | N.CHELSE | NYISO | 7 | 115 | 154 | 1212 | unknown
125092 | NCHELS69 | NYISO | 7 | 69 | 154 | 1212 | unknown
125042 | OHIOVLE1 | NYISO | 7 | 115 | 154 | 1213 | unknown | [8 empty] | 1198
126006 | OHIOVLE13B1 | NYISO | 7 | 13.8 | 154 | 1213 | unknown | [8 empty] | 1198
126007 | OHIOVLE13B2 | NYISO | 7 | 13.8 | 154 | 1213 | unknown | [8 empty] | 1198
125043 | PL.VAL 1 | NYISO | 7 | 115 | 154 | 1214 | known
125120 | PL.VAL 6 | NYISO | 7 | 69 | 154 | 1214 | known
126294 | PLTVLLEY | NYISO | 7 | 345 | 176 | 1214 | known |  | 41.7394 | -73.8348
125045 | RHINEBK1 | NYISO | 7 | 115 | 154 | 1215 | unknown
125123 | RHINEBK6 | NYISO | 7 | 69 | 154 | 1215 | unknown
125048 | SHENANDO | NYISO | 7 | 115 | 154 | 1216 | unknown | [5 empty] | 1201 |  |  | 1201
126000 | SHEN12 | NYISO | 7 | 13.8 | 154 | 1216 | unknown | [5 empty] | 1201 |  |  | 1201
126001 | SHEN34 | NYISO | 7 | 13.8 | 154 | 1216 | unknown | [5 empty] | 1201 |  |  | 1201
126002 | SHEN56 | NYISO | 7 | 13.8 | 154 | 1216 | unknown | [5 empty] | 1201 |  |  | 1201
126003 | SHEN7 | NYISO | 7 | 13.8 | 154 | 1216 | unknown | [5 empty] | 1201 |  |  | 1201
125054 | TODD HIL | NYISO | 7 | 115 | 154 | 1217 | unknown | [5 empty] | 1214 |  |  | 1214
125108 | LAGRANGE | NYISO | 7 | 69 | 154 | 1217 | unknown | [5 empty] | 1214 |  |  | 1214
125057 | W.BALMVL | NYISO | 7 | 115 | 154 | 1218 | unknown
126147 | W.BALM1 | NYISO | 7 | 13.8 | 154 | 1218 | unknown
126148 | W.BALM2 | NYISO | 7 | 13.8 | 154 | 1218 | unknown
125060 | STURG115 | NYISO | 7 | 115 | 154 | 1219 | unknown | [5 empty] | 1198 |  |  | 1198
125141 | STURGEON | NYISO | 7 | 69 | 154 | 1219 | unknown | [5 empty] | 1198 |  |  | 1198
125202 | STURG-G1 | NYISO | 7 | 6.6 | 154 | 1219 | unknown | [5 empty] | 1198 |  |  | 1198
125203 | STURG-G2 | NYISO | 7 | 6.6 | 154 | 1219 | unknown | [5 empty] | 1198 |  |  | 1198
125204 | STURG-G3 | NYISO | 7 | 6.6 | 154 | 1219 | unknown | [5 empty] | 1198 |  |  | 1198
125062 | KERHK115 | NYISO | 7 | 115 | 154 | 1220 | unknown
125105 | KERHNK P | NYISO | 7 | 69 | 154 | 1220 | unknown
125106 | KERHNKMK | NYISO | 7 | 69 | 154 | 1220 | unknown
125080 | DANSK-N | NYISO | 7 | 115 | 154 | 1221 | known |  | 41.5722 | -73.9749
125081 | DANSK-M | NYISO | 7 | 115 | 154 | 1221 | known
125082 | DANSK-S | NYISO | 7 | 115 | 154 | 1221 | known |  | 41.5722 | -73.9749
125193 | DANSK G4 | NYISO | 7 | 16.1 | 154 | 1221 | known
125194 | DANSK G3 | NYISO | 7 | 16.1 | 154 | 1221 | known
125195 | DANSK G2 | NYISO | 7 | 13.8 | 154 | 1221 | known
125196 | DANSK G1 | NYISO | 7 | 13.8 | 154 | 1221 | known
125200 | DANSK DS | NYISO | 7 | 2.4 | 154 | 1221 | known
126153 | DANSK STG | NYISO | 7 | 15.5 | 154 | 1221 | known
126154 | DANSK CTG | NYISO | 7 | 15.5 | 154 | 1221 | known |  | 41.5722 | -73.9749
125093 | COXSACK | NYISO | 7 | 69 | 154 | 1222 | unknown
126135 | COXSACK | NYISO | 7 | 13.8 | 154 | 1222 | unknown
125097 | FREEHOLD | NYISO | 7 | 69 | 154 | 1223 | unknown
126132 | FREEHOLD | NYISO | 7 | 13.8 | 154 | 1223 | unknown
125099 | E DEL 69 | NYISO | 7 | 69 | 154 | 1224 | unknown
126149 | E DEL-GN | NYISO | 7 | 13.8 | 154 | 1224 | unknown
125110 | LAWRENCE | NYISO | 7 | 69 | 154 | 1225 | unknown
126130 | LAWRENCE | NYISO | 7 | 34.5 | 154 | 1225 | unknown
125114 | MONTGMRY | NYISO | 7 | 69 | 154 | 1226 | unknown
126013 | MONTGMRY1 | NYISO | 7 | 13.8 | 154 | 1226 | unknown
126014 | MONTGMRY2 | NYISO | 7 | 13.8 | 154 | 1226 | unknown
125115 | N.BALT | NYISO | 7 | 69 | 154 | 1227 | unknown
126134 | N.BALT | NYISO | 7 | 13.8 | 154 | 1227 | unknown
125118 | NEVERSNK | NYISO | 7 | 69 | 154 | 1228 | unknown
125205 | NEVER-GN | NYISO | 7 | 13.8 | 154 | 1228 | unknown
125126 | SAUGERT | NYISO | 7 | 69 | 154 | 1229 | unknown | [5 empty] | 1198 |  |  | 1198
126011 | SAUG13.8 | NYISO | 7 | 13.8 | 154 | 1229 | unknown | [5 empty] | 1198 |  |  | 1198
126012 | SAUG13.8 | NYISO | 7 | 13.8 | 154 | 1229 | unknown | [5 empty] | 1198 |  |  | 1198
125128 | SO.CAIRO | NYISO | 7 | 69 | 154 | 1230 | unknown
126131 | SO.CAIRO | NYISO | 7 | 13.8 | 154 | 1230 | unknown
125143 | WOODSTCK | NYISO | 7 | 69 | 154 | 1231 | unknown | [8 empty] | 1198
147799 | ASHOKAN | NYISO | 7 | 13.8 | 172 | 1231 | unknown | [8 empty] | 1198
125144 | WESTERLO_FW | NYISO | 7 | 69 | 154 | 1232 | unknown
125145 | WESTERLO_NW | NYISO | 7 | 69 | 154 | 1232 | unknown
126133 | WESTERLO | NYISO | 7 | 13.8 | 154 | 1232 | unknown
125147 | DASHVTAP69 | NYISO | 7 | 69 | 154 | 1233 | unknown
125201 | DASH-GEN | NYISO | 7 | 6.6 | 154 | 1233 | unknown
125111 | MAYBROOK | NYISO | 7 | 69 | 154 | 1234 | unknown
126150 | Q349TAYTAP | NYISO | 7 | 69 | 154 | 1234 | unknown
126151 | Q349TAY69 | NYISO | 7 | 69 | 154 | 1234 | unknown
126152 | Q349TAYLOR | NYISO | 7 | 13.8 | 154 | 1234 | unknown
126193 | Q683_G1 | NYISO | 7 | 0.55 | 154 | 1235 | unknown | [6 empty] | 41.4677 | -74.1969 | 1199
126197 | Q683_GSU1 | NYISO | 7 | 34.5 | 154 | 1235 | unknown | [6 empty] | 41.4677 | -74.1969 | 1199
126201 | Q683_COLL | NYISO | 7 | 34.5 | 154 | 1235 | unknown | [6 empty] | 41.4677 | -74.1969 | 1199
126203 | Q683_PSU | NYISO | 7 | 115 | 154 | 1235 | unknown | [6 empty] | 41.4677 | -74.1969 | 1199
126194 | Q683_G2 | NYISO | 7 | 0.55 | 154 | 1236 | unknown
126198 | Q683_GSU2 | NYISO | 7 | 34.5 | 154 | 1236 | unknown
126195 | Q683_G3 | NYISO | 7 | 0.55 | 154 | 1237 | unknown
126199 | Q683_GSU3 | NYISO | 7 | 34.5 | 154 | 1237 | unknown
126196 | Q683_G4 | NYISO | 7 | 0.55 | 154 | 1238 | unknown
126200 | Q683_GSU4 | NYISO | 7 | 34.5 | 154 | 1238 | unknown
126207 | Q744_PSU | NYISO | 7 | 115 | 154 | 1239 | unknown | [6 empty] | 41.4677 | -74.1969 | 1199
126208 | Q744_GSU | NYISO | 7 | 13.2 | 154 | 1239 | unknown | [6 empty] | 41.4677 | -74.1969 | 1199
126209 | Q744_G1 | NYISO | 7 | 0.4 | 154 | 1239 | unknown | [6 empty] | 41.4677 | -74.1969 | 1199
126238 | Q744_POI | NYISO | 7 | 115 | 154 | 1239 | unknown | [6 empty] | 41.4677 | -74.1969 | 1199
126250 | RAMAPO 5 | NYISO | 7 | 500 | 176 | 1240 | known |  | 41.2652 | -73.8579
126296 | RAM PAR | NYISO | 7 | 345 | 176 | 1240 | known |  | 41.15 | -74.1555
126297 | RAMAPO | NYISO | 7 | 345 | 176 | 1240 | known |  | 41.15 | -74.1555
146769 | RAMP138 | NYISO | 7 | 138 | 155 | 1240 | known |  | 41.15 | -74.1555
126251 | ER G6 | NYISO | 10 | 13.2 | 159 | 1241 | known
126252 | ER G7 | NYISO | 10 | 13.2 | 159 | 1241 | known
126384 | E13 ST | NYISO | 10 | 138 | 159 | 1241 | known |  | 40.7275 | -73.9746
126469 | ERGT2 | NYISO | 10 | 18 | 159 | 1241 | known |  | 40.7275 | -73.9746
126570 | T9 TAP | NYISO | 10 | 138 | 159 | 1241 | known
126582 | EAST RIVER | NYISO | 10 | 69 | 159 | 1241 | known |  | 40.7275 | -73.9746
126583 | ER PAR 112 | NYISO | 10 | 69 | 159 | 1241 | known
126584 | ER PAR 111 | NYISO | 10 | 69 | 159 | 1241 | known
126585 | ER PAR 114 | NYISO | 10 | 69 | 159 | 1241 | known
126586 | ER PAR 113 | NYISO | 10 | 69 | 159 | 1241 | known
126769 | E13-T1 | NYISO | 10 | 69 | 159 | 1241 | known
126797 | E13-T2 | NYISO | 10 | 69 | 159 | 1241 | known
126798 | E13-T4 | NYISO | 10 | 69 | 159 | 1241 | known
126800 | E13-T6 | NYISO | 10 | 69 | 159 | 1241 | known
126802 | E13-T8 | NYISO | 10 | 69 | 159 | 1241 | known
126803 | E13-T9 ET | NYISO | 10 | 69 | 159 | 1241 | known
126875 | 37044 | NYISO | 10 | 138 | 159 | 1241 | known |  | 40.7275 | -73.9746
126876 | 37043 | NYISO | 10 | 138 | 159 | 1241 | known
126877 | 37042 | NYISO | 10 | 138 | 159 | 1241 | known
126878 | 37041 | NYISO | 10 | 138 | 159 | 1241 | known
126253 | ASTWGT | NYISO | 10 | 138 | 159 | 1242 | unknown |  |  |  | 40.7877 | -73.9093 | 1275 | 40.7877 | -73.9093 | 1275
126254 | AWGT1 | NYISO | 10 | 13.8 | 159 | 1242 | unknown |  |  |  | 40.7877 | -73.9093 | 1275 | 40.7877 | -73.9093 | 1275
126255 | AWGT2 | NYISO | 10 | 13.8 | 159 | 1242 | unknown |  |  |  | 40.7877 | -73.9093 | 1275 | 40.7877 | -73.9093 | 1275
126256 | GOWBARG1 | NYISO | 10 | 138 | 159 | 1243 | unknown | [5 empty] | 1257 |  |  | 1257
126257 | GOWGT1A | NYISO | 10 | 13.8 | 159 | 1243 | unknown | [5 empty] | 1257 |  |  | 1257
126259 | GOWGT1B | NYISO | 10 | 13.8 | 159 | 1243 | unknown | [5 empty] | 1257 |  |  | 1257
126258 | GOWGT3A | NYISO | 10 | 13.8 | 159 | 1244 | unknown | [5 empty] | 1257 |  |  | 1257
126289 | GOWGT3B | NYISO | 10 | 13.8 | 159 | 1244 | unknown | [5 empty] | 1257 |  |  | 1257
126331 | GOWBARG3 | NYISO | 10 | 138 | 159 | 1244 | unknown | [5 empty] | 1257 |  |  | 1257
126260 | BOWLINE1 | NYISO | 7 | 345 | 176 | 1245 | known |  | 41.2044 | -73.9689
126261 | BOWLINE2 | NYISO | 7 | 345 | 176 | 1245 | known |  | 41.2044 | -73.9689
146774 | BOW138 | NYISO | 7 | 138 | 155 | 1245 | known
146840 | BOW2 | NYISO | 7 | 20 | 155 | 1245 | known |  | 41.2044 | -73.9689
146841 | BOW1 | NYISO | 7 | 20 | 155 | 1245 | known |  | 41.2044 | -73.9689
126264 | GOWBARG2 | NYISO | 10 | 138 | 159 | 1246 | unknown | [5 empty] | 1257 |  |  | 1257
126271 | GOWGT2A | NYISO | 10 | 13.8 | 159 | 1246 | unknown | [5 empty] | 1257 |  |  | 1257
126328 | GOWGT2B | NYISO | 10 | 13.8 | 159 | 1246 | unknown | [5 empty] | 1257 |  |  | 1257
126267 | E VIEW 2N | NYISO | 9 | 345 | 169 | 1247 | known |  | 41.0504 | -73.809
126268 | E VIEW 1N | NYISO | 9 | 345 | 169 | 1247 | known |  | 41.0504 | -73.809
126269 | E VIEW 2S | NYISO | 9 | 345 | 169 | 1247 | known |  | 41.0504 | -73.809
126270 | E VIEW 1S | NYISO | 9 | 345 | 169 | 1247 | known |  | 41.0845 | -73.8194
126367 | EAST 1S T | NYISO | 9 | 13.8 | 169 | 1247 | known
126378 | EASTVIEW | NYISO | 9 | 138 | 169 | 1247 | known
126272 | E13ST 45 | NYISO | 10 | 345 | 159 | 1248 | known |  | 40.7275 | -73.9746
126496 | T14 | NYISO | 10 | 13.8 | 159 | 1248 | known
126871 | E13 TX15 T | NYISO | 10 | 138 | 159 | 1248 | known
126872 | E13 TX14 T | NYISO | 10 | 138 | 159 | 1248 | known
1000026 | STR_PT_XF_26 | NYISO | 10 | 1 | 159 | 1248 | known
126273 | E13ST 46 | NYISO | 10 | 345 | 159 | 1249 | known |  | 40.7275 | -73.9746
126498 | T13 | NYISO | 10 | 13.8 | 159 | 1249 | known
126873 | E13 TX12 T | NYISO | 10 | 138 | 159 | 1249 | known
126874 | E13 TX13 T | NYISO | 10 | 138 | 159 | 1249 | known
1000027 | STR_PT_XF_27 | NYISO | 10 | 1 | 159 | 1249 | known
126274 | E13ST 47 | NYISO | 10 | 345 | 159 | 1250 | known |  | 40.7275 | -73.9746
126869 | E13 TX16 T | NYISO | 10 | 138 | 159 | 1250 | known
126870 | E13 TX17 T | NYISO | 10 | 69 | 159 | 1250 | known
126276 | GOWGT4A | NYISO | 10 | 13.8 | 159 | 1251 | unknown | [5 empty] | 1257 |  |  | 1257
126329 | GOWGT4B | NYISO | 10 | 13.8 | 159 | 1251 | unknown | [5 empty] | 1257 |  |  | 1257
126332 | GOWBARG4 | NYISO | 10 | 138 | 159 | 1251 | unknown | [5 empty] | 1257 |  |  | 1257
126277 | FARRAGUT | NYISO | 10 | 345 | 159 | 1252 | known
126278 | B3402 PAR1 | NYISO | 10 | 345 | 159 | 1252 | known
126394 | FGT_Y5 | NYISO | 10 | 138 | 159 | 1252 | known
126395 | FGT_Y7 | NYISO | 10 | 138 | 159 | 1252 | known
126396 | FGT_Y10 | NYISO | 10 | 138 | 159 | 1252 | known
126397 | FGT_Y8 | NYISO | 10 | 138 | 159 | 1252 | known
126400 | PLYM_X2 | NYISO | 10 | 138 | 159 | 1252 | known
126401 | PLYM_X1 | NYISO | 10 | 138 | 159 | 1252 | known
126402 | PLYM_X3 | NYISO | 10 | 138 | 159 | 1252 | known
126403 | PLYM_X4 | NYISO | 10 | 138 | 159 | 1252 | known
126404 | FGT_Y3 | NYISO | 10 | 138 | 159 | 1252 | known
126405 | FGT_Y4 | NYISO | 10 | 138 | 159 | 1252 | known
126406 | FGT_Y1 | NYISO | 10 | 138 | 159 | 1252 | known
126407 | FGT_Y6 | NYISO | 10 | 138 | 159 | 1252 | known
126408 | FGT_X1 | NYISO | 10 | 138 | 159 | 1252 | known
126409 | FGT_X2 | NYISO | 10 | 138 | 159 | 1252 | known
126410 | FGT_X3 | NYISO | 10 | 138 | 159 | 1252 | known
126411 | FGT_X4 | NYISO | 10 | 138 | 159 | 1252 | known
126412 | FGT_X5 | NYISO | 10 | 138 | 159 | 1252 | known
126413 | FGT_X6 | NYISO | 10 | 138 | 159 | 1252 | known
126414 | FGT_X7 | NYISO | 10 | 138 | 159 | 1252 | known
126435 | HUDSON | NYISO | 10 | 138 | 159 | 1252 | known
126436 | FGT_X10 | NYISO | 10 | 138 | 159 | 1252 | known
126438 | TAP X8 | NYISO | 10 | 138 | 159 | 1252 | known
126451 | FGT_X8 | NYISO | 10 | 138 | 159 | 1252 | known
126453 | PLYM_X5 | NYISO | 10 | 138 | 159 | 1252 | known
126618 | PLYMOUTH | NYISO | 10 | 27 | 159 | 1252 | known
126644 | FARRAGUT WES | NYISO | 10 | 345 | 159 | 1252 | known |  | 40.7052 | -73.9836
126645 | FARRAGUT EAS | NYISO | 10 | 345 | 159 | 1252 | known |  | 40.7052 | -73.9836
126671 | HUDSON 3-5 | NYISO | 10 | 13.8 | 159 | 1252 | known
126920 | FGT_Y2 | NYISO | 10 | 138 | 159 | 1252 | known
126279 | C3403 PAR2 | NYISO | 10 | 345 | 159 | 1253 | unknown | [5 empty] | 1252 |  |  | 1252
127100 | B44 | NYISO | 10 | 345 | 159 | 1253 | unknown | [5 empty] | 1252 |  |  | 1252
126280 | FARRAGUT TX9 | NYISO | 10 | 345 | 159 | 1254 | known |  | 40.7052 | -73.9836
126398 | FGT_Y9 | NYISO | 10 | 138 | 159 | 1254 | known
126437 | FGT_X9 | NYISO | 10 | 138 | 159 | 1254 | known
126282 | FRESH KILLS | NYISO | 10 | 345 | 159 | 1255 | known |  | 40.5881 | -74.1972
126418 | FRESH KILLS | NYISO | 10 | 138 | 159 | 1255 | known |  | 40.5881 | -74.1972
126419 | FRKILLR2 | NYISO | 10 | 138 | 159 | 1255 | known |  | 40.5881 | -74.1972
126420 | FRKILLSR | NYISO | 10 | 138 | 159 | 1255 | known |  | 40.5881 | -74.1972
126424 | 21192 T | NYISO | 10 | 138 | 159 | 1255 | known |  | 40.5892 | -74.1972
126595 | FRESH KILLS | NYISO | 10 | 33 | 159 | 1255 | known |  | 40.5892 | -74.1972
126650 | AK 3 | NYISO | 10 | 22 | 159 | 1255 | known |  | 40.5881 | -74.1972
126653 | AK 2 | NYISO | 10 | 20 | 159 | 1255 | known |  | 40.5913 | -74.2007
126783 | FK TX1 T | NYISO | 10 | 13.8 | 159 | 1255 | known
1000039 | STR_PT_XF_39 | NYISO | 10 | 1 | 159 | 1255 | known
126283 | GOTHLS | NYISO | 10 | 345 | 159 | 1256 | known |  | 40.6172 | -74.195
126284 | GOTHLS R | NYISO | 10 | 345 | 159 | 1256 | known |  | 40.6172 | -74.195
126321 | GOETHALS | NYISO | 10 | 230 | 159 | 1256 | known |  | 40.6169 | -74.1961
126724 | GOETH 13 | NYISO | 10 | 13.6 | 159 | 1256 | known |  | 40.6169 | -74.1961
126883 | GOTHLS PAR | NYISO | 10 | 138 | 159 | 1256 | known |  | 40.6172 | -74.195
126884 | GOTHLS XFMR | NYISO | 10 | 138 | 159 | 1256 | known |  | 40.6172 | -74.195
126885 | GOTHLS_T | NYISO | 10 | 13.8 | 159 | 1256 | known |  | 40.6172 | -74.195
1000030 | STR_PT_XF_30 | NYISO | 10 | 1 | 159 | 1256 | known
1000031 | STR_PT_XF_31 | NYISO | 10 | 1 | 159 | 1256 | known
126285 | GOW R4 | NYISO | 10 | 345 | 159 | 1257 | known
126286 | GOW R16 | NYISO | 10 | 345 | 159 | 1257 | known
126287 | GOWANUS | NYISO | 10 | 345 | 159 | 1257 | known |  | 40.6617 | -74.0027
126315 | GOW_T2 | NYISO | 10 | 13.8 | 159 | 1257 | known |  | 40.662 | -74.003
126330 | GOW 1&3 | NYISO | 10 | 138 | 159 | 1257 | known
126335 | GOW 2&4 | NYISO | 10 | 138 | 159 | 1257 | known
126425 | NYPAGOWA | NYISO | 10 | 138 | 159 | 1257 | known
126426 | GOWNUSR2 | NYISO | 10 | 138 | 159 | 1257 | known |  | 40.6617 | -74.0012
126427 | GOWNUST2 | NYISO | 10 | 138 | 159 | 1257 | known |  | 40.6617 | -74.0012
126428 | GOWNUSR14 | NYISO | 10 | 138 | 159 | 1257 | known |  | 40.6617 | -74.0012
126429 | GOWNUST14 | NYISO | 10 | 138 | 159 | 1257 | known |  | 40.6617 | -74.0012
126590 | GOWANUS 41SR | NYISO | 10 | 345 | 159 | 1257 | known |  | 40.6617 | -74.0027
126591 | GOWANUS 42SR | NYISO | 10 | 345 | 159 | 1257 | known |  | 40.6617 | -74.0027
126880 | GOWNUSR3 | NYISO | 10 | 138 | 159 | 1257 | known |  | 40.6617 | -74.0012
126881 | GOWNUST3 | NYISO | 10 | 138 | 159 | 1257 | known |  | 40.6617 | -74.0012
126882 | GOW_T3 | NYISO | 10 | 13.8 | 159 | 1257 | known |  | 40.662 | -74.003
147811 | PAGTGOW1 | NYISO | 10 | 13.8 | 170 | 1257 | known
147812 | PAGTGOW2 | NYISO | 10 | 13.8 | 170 | 1257 | known
1000032 | STR_PT_XF_32 | NYISO | 10 | 1 | 159 | 1257 | known
1000033 | STR_PT_XF_33 | NYISO | 10 | 1 | 159 | 1257 | known
126288 | IP2 345 | NYISO | 8 | 345 | 167 | 1258 | unknown |  |  |  | 41.2645 | -73.9472 | 10787 | 41.2645 | -73.9472 | 10787
126651 | IND PT 2 | NYISO | 8 | 22 | 167 | 1258 | unknown |  |  |  | 41.2645 | -73.9472 | 10787 | 41.2645 | -73.9472 | 10787
128337 | IP2AUX | NYISO | 8 | 138 | 167 | 1258 | unknown |  |  |  | 41.2645 | -73.9472 | 10787 | 41.2645 | -73.9472 | 10787
128338 | IP3AUX | NYISO | 8 | 138 | 167 | 1258 | unknown |  |  |  | 41.2645 | -73.9472 | 10787 | 41.2645 | -73.9472 | 10787
128339 | IP2 5-6 | NYISO | 8 | 6.9 | 167 | 1258 | unknown |  |  |  | 41.2645 | -73.9472 | 10787 | 41.2645 | -73.9472 | 10787
128340 | IP3 5-6 | NYISO | 8 | 6.9 | 167 | 1258 | unknown |  |  |  | 41.2645 | -73.9472 | 10787 | 41.2645 | -73.9472 | 10787
128341 | IP2 1-4 | NYISO | 8 | 6.9 | 167 | 1258 | unknown |  |  |  | 41.2645 | -73.9472 | 10787 | 41.2645 | -73.9472 | 10787
128342 | IP3 1-4 | NYISO | 8 | 6.9 | 167 | 1258 | unknown |  |  |  | 41.2645 | -73.9472 | 10787 | 41.2645 | -73.9472 | 10787
147798 | IP#3 GEN | NYISO | 8 | 22 | 166 | 1258 | unknown |  |  |  | 41.2645 | -73.9472 | 10787 | 41.2645 | -73.9472 | 10787
147832 | IP3 345 | NYISO | 8 | 345 | 166 | 1258 | unknown |  |  |  | 41.2645 | -73.9472 | 10787 | 41.2645 | -73.9472 | 10787
126291 | MILLWOOD | NYISO | 8 | 345 | 167 | 1259 | known |  | 41.1918 | -73.8011
126774 | TA1 | NYISO | 8 | 138 | 167 | 1259 | known
126775 | TA2 | NYISO | 8 | 138 | 167 | 1259 | known
126292 | PL VILLE | NYISO | 9 | 345 | 169 | 1260 | known |  | 41.1419 | -73.7819
126293 | PL VILLW | NYISO | 9 | 345 | 169 | 1260 | known |  | 41.1419 | -73.7819
126733 | PLEASANTVILE | NYISO | 9 | 13.8 | 169 | 1260 | known
126298 | SPRAINBROOK | NYISO | 9 | 345 | 169 | 1261 | known |  | 40.9576 | -73.8562
126299 | REACBUS | NYISO | 9 | 345 | 169 | 1261 | known |  | 40.9576 | -73.8562
126369 | DUN NO S6 | NYISO | 9 | 138 | 169 | 1261 | known |  | 40.9403 | -73.8573
126373 | DUN SO N7 | NYISO | 9 | 138 | 169 | 1261 | known |  | 40.9403 | -73.8573
126517 | REACM51 | NYISO | 9 | 345 | 169 | 1261 | known
126518 | REACM52 | NYISO | 9 | 345 | 169 | 1261 | known
126300 | NARBARG1 | NYISO | 10 | 138 | 159 | 1262 | unknown |  |  |  | 40.6593 | -73.9938 | 1288 | 40.6593 | -73.9938 | 1288
126302 | NARRGT1A | NYISO | 10 | 13.8 | 159 | 1262 | unknown |  |  |  | 40.6593 | -73.9938 | 1288 | 40.6593 | -73.9938 | 1288
126303 | NARRGT1B | NYISO | 10 | 13.8 | 159 | 1262 | unknown |  |  |  | 40.6593 | -73.9938 | 1288 | 40.6593 | -73.9938 | 1288
126301 | TREMONT | NYISO | 10 | 345 | 159 | 1263 | known |  | 40.8425 | -73.8641
126320 | AMTRAK VNEST | NYISO | 10 | 27 | 159 | 1263 | known
126327 | PK2 DUM | NYISO | 10 | 138 | 159 | 1263 | known
126462 | PARK TR1 | NYISO | 10 | 138 | 159 | 1263 | known |  | 40.8427 | -73.8632
126463 | PARK TR2 | NYISO | 10 | 138 | 159 | 1263 | known |  | 40.8427 | -73.8632
126466 | SECT 11 | NYISO | 10 | 138 | 159 | 1263 | known |  | 40.8421 | -73.8634
126467 | SECT 12 | NYISO | 10 | 138 | 159 | 1263 | known |  | 40.8421 | -73.8634
126470 | 38X01 T | NYISO | 10 | 138 | 159 | 1263 | known |  | 40.8421 | -73.8634
126471 | 38X02 T | NYISO | 10 | 138 | 159 | 1263 | known |  | 40.8421 | -73.8634
126472 | 38X03 T | NYISO | 10 | 138 | 159 | 1263 | known |  | 40.8421 | -73.8634
126473 | 38X04 T | NYISO | 10 | 138 | 159 | 1263 | known |  | 40.8421 | -73.8634
126734 | PRKCHT#1 | NYISO | 10 | 13.8 | 159 | 1263 | known
126735 | PRKCHT#2 | NYISO | 10 | 13.8 | 159 | 1263 | known
126850 | 38X01 COOP | NYISO | 10 | 138 | 159 | 1263 | known
126851 | 38X02 COOP | NYISO | 10 | 138 | 159 | 1263 | known
126852 | 38X03 COOP | NYISO | 10 | 138 | 159 | 1263 | known
126853 | 38X04 COOP | NYISO | 10 | 138 | 159 | 1263 | known
126854 | 7X25 | NYISO | 10 | 27 | 159 | 1263 | known
126855 | 7X26 | NYISO | 10 | 27 | 159 | 1263 | known
126856 | 7X24 | NYISO | 10 | 27 | 159 | 1263 | known
126857 | 7X27 | NYISO | 10 | 27 | 159 | 1263 | known
126304 | W 49 ST | NYISO | 10 | 345 | 159 | 1264 | known |  | 40.7658 | -73.9958
126376 | W49 X1 T | NYISO | 10 | 13.8 | 159 | 1264 | known
126543 | W49 ST 1 | NYISO | 10 | 138 | 159 | 1264 | known
126544 | W49 ST 2 | NYISO | 10 | 138 | 159 | 1264 | known
126545 | W49 ST 3 | NYISO | 10 | 138 | 159 | 1264 | known
126546 | W49 ST 4 | NYISO | 10 | 138 | 159 | 1264 | known
126547 | W49 ST 5 | NYISO | 10 | 138 | 159 | 1264 | known
126621 | W49 X2 T | NYISO | 10 | 13.8 | 159 | 1264 | known
126753 | W50TH ST | NYISO | 10 | 13.8 | 159 | 1264 | known
126828 | W50-TAP TX 5 | NYISO | 10 | 138 | 159 | 1264 | known
1000036 | STR_PT_XF_36 | NYISO | 10 | 1 | 159 | 1264 | known
126307 | NARGARG2 | NYISO | 10 | 138 | 159 | 1265 | unknown |  |  |  | 40.6593 | -73.9938 | 1288 | 40.6593 | -73.9938 | 1288
126308 | NARRGT2A | NYISO | 10 | 13.8 | 159 | 1265 | unknown |  |  |  | 40.6593 | -73.9938 | 1288 | 40.6593 | -73.9938 | 1288
126309 | NARRGT2B | NYISO | 10 | 13.8 | 159 | 1265 | unknown |  |  |  | 40.6593 | -73.9938 | 1288 | 40.6593 | -73.9938 | 1288
126310 | ASTGT2 | NYISO | 10 | 138 | 159 | 1266 | unknown |  |  |  | 40.7838 | -73.9034 | 1272 | 40.7838 | -73.9034 | 1272
126311 | ASTEGT2A | NYISO | 10 | 13.8 | 159 | 1266 | unknown |  |  |  | 40.7838 | -73.9034 | 1272 | 40.7838 | -73.9034 | 1272
126312 | ASTEGT2B | NYISO | 10 | 13.8 | 159 | 1266 | unknown |  |  |  | 40.7838 | -73.9034 | 1272 | 40.7838 | -73.9034 | 1272
126313 | BUCH138 | NYISO | 8 | 138 | 167 | 1267 | unknown |  |  |  | 41.2645 | -73.9472 | 10787 | 41.2645 | -73.9472 | 10787
126688 | BUCHANAN | NYISO | 8 | 13.8 | 167 | 1267 | unknown |  |  |  | 41.2645 | -73.9472 | 10787 | 41.2645 | -73.9472 | 10787
126314 | PEEKDUM1 | NYISO | 8 | 138 | 167 | 1268 | unknown | [6 empty] | 41.2645 | -73.9472 | 10787
126359 | PEEK13.8 | NYISO | 8 | 13.8 | 167 | 1268 | unknown | [6 empty] | 41.2645 | -73.9472 | 10787
126317 | 38M72 TAP | NYISO | 10 | 138 | 159 | 1269 | known |  | 40.7581 | -73.9469
126340 | KEYSPG-1 | NYISO | 10 | 18 | 159 | 1269 | known |  | 40.7581 | -73.9469
126341 | KEYSPST1 | NYISO | 10 | 13.8 | 159 | 1269 | known
126351 | 38Q01 T | NYISO | 10 | 138 | 159 | 1269 | known |  | 40.7581 | -73.9469
126506 | VERNON-E | NYISO | 10 | 138 | 159 | 1269 | known |  | 40.758 | -73.9469
126507 | VERNON-W | NYISO | 10 | 138 | 159 | 1269 | known |  | 40.7581 | -73.9469
126657 | RAV 1 | NYISO | 10 | 20 | 159 | 1269 | known
126658 | RAV 2 | NYISO | 10 | 20 | 159 | 1269 | known
147818 | PAGTVER1 | NYISO | 10 | 13.8 | 170 | 1269 | known
147819 | PAGTVER2 | NYISO | 10 | 13.8 | 170 | 1269 | known
1000040 | STR_PT_XF_40 | NYISO | 10 | 1 | 159 | 1269 | known
126318 | ASTGT3 | NYISO | 10 | 138 | 159 | 1270 | unknown |  |  |  | 40.7838 | -73.9034 | 1272 | 40.7838 | -73.9034 | 1272
126322 | ASTEGT3A | NYISO | 10 | 13.8 | 159 | 1270 | unknown |  |  |  | 40.7838 | -73.9034 | 1272 | 40.7838 | -73.9034 | 1272
126323 | ASTEGT3B | NYISO | 10 | 13.8 | 159 | 1270 | unknown |  |  |  | 40.7838 | -73.9034 | 1272 | 40.7838 | -73.9034 | 1272
126324 | ASTEGT4 | NYISO | 10 | 138 | 159 | 1271 | unknown |  |  |  | 40.7838 | -73.9034 | 1272 | 40.7838 | -73.9034 | 1272
126325 | ASTEGT4A | NYISO | 10 | 13.8 | 159 | 1271 | unknown |  |  |  | 40.7838 | -73.9034 | 1272 | 40.7838 | -73.9034 | 1272
126326 | ASTEGT4B | NYISO | 10 | 13.8 | 159 | 1271 | unknown |  |  |  | 40.7838 | -73.9034 | 1272 | 40.7838 | -73.9034 | 1272
126334 | ASTE-ERG | NYISO | 10 | 138 | 159 | 1272 | known |  | 40.7838 | -73.9034
126352 | ASTE-WRG | NYISO | 10 | 138 | 159 | 1272 | known |  | 40.7877 | -73.9093
126379 | AST 2 | NYISO | 10 | 13.8 | 159 | 1272 | known
126614 | NQ 27KV | NYISO | 10 | 27 | 159 | 1272 | known
128244 | ANNEX TIE | NYISO | 10 | 138 | 159 | 1272 | known |  | 40.7644 | -73.9235
128245 | ANNEX PAR | NYISO | 10 | 138 | 159 | 1272 | known |  | 40.7644 | -73.9235
128247 | ANNEX T1 | NYISO | 10 | 13.8 | 159 | 1272 | known |  | 40.7644 | -73.9235
128248 | ANNTRHIGH | NYISO | 10 | 345 | 159 | 1272 | known |  | 40.7877 | -73.9093
128301 | POI_1 | NYISO | 10 | 138 | 159 | 1272 | known
128302 | POI_2 | NYISO | 10 | 138 | 159 | 1272 | known
128303 | POI_3 | NYISO | 10 | 138 | 159 | 1272 | known
1000056 | STR_PT_XF_56 | NYISO | 10 | 1 | 159 | 1272 | known
126345 | E29-T1 | NYISO | 10 | 138 | 159 | 1273 | unknown | [5 empty] | 1241 |  |  | 1241
126346 | E29-T2 | NYISO | 10 | 138 | 159 | 1273 | unknown | [5 empty] | 1241 |  |  | 1241
126347 | E29-T3 | NYISO | 10 | 138 | 159 | 1273 | unknown | [5 empty] | 1241 |  |  | 1241
126348 | E29-T4 | NYISO | 10 | 138 | 159 | 1273 | unknown | [5 empty] | 1241 |  |  | 1241
126720 | E29ST | NYISO | 10 | 13.8 | 159 | 1273 | unknown | [5 empty] | 1241 |  |  | 1241
126925 | 38M25 | NYISO | 10 | 138 | 159 | 1273 | unknown | [5 empty] | 1241 |  |  | 1241
126349 | NEWTOWN | NYISO | 10 | 27 | 159 | 1274 | unknown |  |  |  | 40.7581 | -73.9469 | 1269 | 40.7581 | -73.9469 | 1269
126836 | NEWTOWN 3 | NYISO | 10 | 138 | 159 | 1274 | unknown |  |  |  | 40.7581 | -73.9469 | 1269 | 40.7581 | -73.9469 | 1269
126838 | NEWTOWN 2 | NYISO | 10 | 138 | 159 | 1274 | unknown |  |  |  | 40.7581 | -73.9469 | 1269 | 40.7581 | -73.9469 | 1269
126864 | 38Q04 TAP | NYISO | 10 | 138 | 159 | 1274 | unknown |  |  |  | 40.7581 | -73.9469 | 1269 | 40.7581 | -73.9469 | 1269
126353 | ASTORIA W-N | NYISO | 10 | 138 | 159 | 1275 | known |  | 40.7877 | -73.9093
126649 | ASTORIA W-S | NYISO | 10 | 138 | 159 | 1275 | known |  | 40.7877 | -73.9093
126654 | AST 3 | NYISO | 10 | 20 | 159 | 1275 | known
126655 | AST 4 | NYISO | 10 | 20 | 159 | 1275 | known
126656 | AST 5 | NYISO | 10 | 20 | 159 | 1275 | known
147788 | POLETGT2 | NYISO | 10 | 18 | 170 | 1275 | known |  | 40.7877 | -73.9093
147789 | POLETSTG | NYISO | 10 | 18 | 170 | 1275 | known |  | 40.7877 | -73.9093
147790 | POLETGT1 | NYISO | 10 | 18 | 170 | 1275 | known |  | 40.7877 | -73.9093
126355 | BRNVL1&9 | NYISO | 10 | 138 | 159 | 1276 | unknown | [5 empty] | 1252 |  |  | 1252
126356 | BRNVL2&6 | NYISO | 10 | 138 | 159 | 1276 | unknown | [5 empty] | 1252 |  |  | 1252
126357 | BRNVL3&7 | NYISO | 10 | 138 | 159 | 1276 | unknown | [5 empty] | 1252 |  |  | 1252
126358 | BRNVL4&8 | NYISO | 10 | 138 | 159 | 1276 | unknown | [5 empty] | 1252 |  |  | 1252
126604 | BRNSVL#1 | NYISO | 10 | 27 | 159 | 1276 | unknown | [5 empty] | 1252 |  |  | 1252
126605 | BRNSVL#2 | NYISO | 10 | 27 | 159 | 1276 | unknown | [5 empty] | 1252 |  |  | 1252
126921 | BRNVL5&10 | NYISO | 10 | 138 | 159 | 1276 | unknown | [5 empty] | 1252 |  |  | 1252
126361 | CEDAR TX1 | NYISO | 9 | 138 | 169 | 1277 | unknown |  |  |  | 40.9096 | -73.8267 | 1313 | 40.9096 | -73.8267 | 1313
126362 | CEDAR TX2 | NYISO | 9 | 138 | 169 | 1277 | unknown |  |  |  | 40.9096 | -73.8267 | 1313 | 40.9096 | -73.8267 | 1313
126689 | CEDAR ST | NYISO | 9 | 13.8 | 169 | 1277 | unknown |  |  |  | 40.9096 | -73.8267 | 1313 | 40.9096 | -73.8267 | 1313
126743 | CEDAR TX3 | NYISO | 9 | 138 | 169 | 1277 | unknown |  |  |  | 40.9096 | -73.8267 | 1313 | 40.9096 | -73.8267 | 1313
126363 | CORONA-S | NYISO | 10 | 138 | 159 | 1278 | known |  | 40.7404 | -73.8619
126364 | CORONA1R | NYISO | 10 | 138 | 159 | 1278 | known |  | 40.7404 | -73.8619
126365 | CORONA2R | NYISO | 10 | 138 | 159 | 1278 | known |  | 40.7404 | -73.8619
126415 | CORONA-N | NYISO | 10 | 138 | 159 | 1278 | known |  | 40.7404 | -73.8619
126607 | CORONA 1 | NYISO | 10 | 27 | 159 | 1278 | known |  | 40.7404 | -73.8619
126608 | CORONA 2 | NYISO | 10 | 27 | 159 | 1278 | known |  | 40.7404 | -73.8619
126342 | W74 TAP | NYISO | 9 | 345 | 169 | 1279 | known |  | 40.9403 | -73.8573
126368 | DUN NO | NYISO | 9 | 138 | 169 | 1279 | known |  | 40.9403 | -73.8573
126370 | DUN NO1R | NYISO | 9 | 138 | 169 | 1279 | known |  | 40.9403 | -73.8573
126371 | DUN NO2R | NYISO | 9 | 138 | 169 | 1279 | known |  | 40.9403 | -73.8573
126902 | N1_T | NYISO | 9 | 13.2 | 159 | 1279 | known |  | 40.9403 | -73.8573
126343 | W73 TAP | NYISO | 9 | 345 | 169 | 1280 | known |  | 40.9403 | -73.8573
126354 | S1_T | NYISO | 9 | 13.2 | 159 | 1280 | known |  | 40.9403 | -73.8573
126372 | DUN SO | NYISO | 9 | 138 | 169 | 1280 | known |  | 40.9403 | -73.8573
126374 | DUN SO1R | NYISO | 9 | 138 | 169 | 1280 | known |  | 40.9403 | -73.8573
126430 | GRANHL T1 | NYISO | 9 | 138 | 169 | 1280 | known |  | 40.9403 | -73.8573
126431 | GRANHL T2 | NYISO | 9 | 138 | 169 | 1280 | known |  | 40.9403 | -73.8573
126432 | GRANHL T3 | NYISO | 9 | 138 | 169 | 1280 | known |  | 40.9403 | -73.8573
126433 | GRANHL T4 | NYISO | 9 | 138 | 169 | 1280 | known |  | 40.9403 | -73.8573
126693 | GRANITE HILL | NYISO | 9 | 13.8 | 169 | 1280 | known
126950 | GRANHL T5 | NYISO | 9 | 138 | 169 | 1280 | known
126377 | 38M01 T | NYISO | 10 | 138 | 159 | 1281 | unknown |  |  |  | 40.7581 | -73.9469 | 1269 | 40.7581 | -73.9469 | 1269
126617 | E40 T2&7 | NYISO | 10 | 138 | 159 | 1281 | unknown |  |  |  | 40.7581 | -73.9469 | 1269 | 40.7581 | -73.9469 | 1269
126746 | EAST 40 T5&6 | NYISO | 10 | 138 | 159 | 1281 | unknown |  |  |  | 40.7581 | -73.9469 | 1269 | 40.7581 | -73.9469 | 1269
126755 | E40ST#1 | NYISO | 10 | 13.8 | 159 | 1281 | unknown |  |  |  | 40.7581 | -73.9469 | 1269 | 40.7581 | -73.9469 | 1269
126756 | E40ST#2 | NYISO | 10 | 13.8 | 159 | 1281 | unknown |  |  |  | 40.7581 | -73.9469 | 1269 | 40.7581 | -73.9469 | 1269
126757 | EAST40 T3&10 | NYISO | 10 | 138 | 159 | 1281 | unknown |  |  |  | 40.7581 | -73.9469 | 1269 | 40.7581 | -73.9469 | 1269
126827 | EAST 40 T4&8 | NYISO | 10 | 138 | 159 | 1281 | unknown |  |  |  | 40.7581 | -73.9469 | 1269 | 40.7581 | -73.9469 | 1269
126380 | ELMSFD1E | NYISO | 9 | 138 | 169 | 1282 | unknown |  |  |  | 41.0504 | -73.809 | 1247 | 41.0504 | -73.809 | 1247
126381 | ELMSFD1W | NYISO | 9 | 138 | 169 | 1282 | unknown |  |  |  | 41.0504 | -73.809 | 1247 | 41.0504 | -73.809 | 1247
126382 | ELMSFD2E | NYISO | 9 | 138 | 169 | 1282 | unknown |  |  |  | 41.0504 | -73.809 | 1247 | 41.0504 | -73.809 | 1247
126383 | ELMSFD2W | NYISO | 9 | 138 | 169 | 1282 | unknown |  |  |  | 41.0504 | -73.809 | 1247 | 41.0504 | -73.809 | 1247
126691 | ELMSFORD #2 | NYISO | 9 | 13.8 | 169 | 1282 | unknown |  |  |  | 41.0504 | -73.809 | 1247 | 41.0504 | -73.809 | 1247
147791 | KENSICO | NYISO | 9 | 13.8 | 168 | 1282 | unknown |  |  |  | 41.0504 | -73.809 | 1247 | 41.0504 | -73.809 | 1247
126385 | E179 ST W | NYISO | 10 | 138 | 159 | 1283 | known |  | 40.8494 | -73.8933
126647 | E179 ST E | NYISO | 10 | 138 | 159 | 1283 | known
126719 | E179ST AS | NYISO | 10 | 13.8 | 159 | 1283 | known
126730 | 15055 SR | NYISO | 10 | 138 | 159 | 1283 | known
126386 | 38W61 | NYISO | 9 | 138 | 169 | 1284 | known |  | 40.9403 | -73.8573
126387 | 38W62 | NYISO | 9 | 138 | 169 | 1284 | known |  | 40.9403 | -73.8573
126388 | 38W64 | NYISO | 9 | 138 | 169 | 1284 | known |  | 40.9403 | -73.8573
126389 | ROCKVIEW | NYISO | 9 | 13.8 | 169 | 1284 | known
126390 | E75 ST-4 | NYISO | 10 | 138 | 159 | 1285 | unknown | [5 empty] | 1302 |  |  | 1302
126391 | E75 ST-2 | NYISO | 10 | 138 | 159 | 1285 | unknown | [5 empty] | 1302 |  |  | 1302
126392 | E75 ST-3 | NYISO | 10 | 138 | 159 | 1285 | unknown | [5 empty] | 1302 |  |  | 1302
126393 | E75 ST-1 | NYISO | 10 | 138 | 159 | 1285 | unknown | [5 empty] | 1302 |  |  | 1302
126723 | E75TH ST | NYISO | 10 | 13.8 | 159 | 1285 | unknown | [5 empty] | 1302 |  |  | 1302
126954 | E75 ST-5 | NYISO | 10 | 138 | 159 | 1285 | unknown | [5 empty] | 1302 |  |  | 1302
126416 | FOX HILLS | NYISO | 10 | 138 | 159 | 1286 | known |  | 40.6104 | -74.0776
126594 | FOX HILLS 33 | NYISO | 10 | 33 | 159 | 1286 | known
147810 | PAGTFOXH | NYISO | 10 | 13.8 | 170 | 1286 | known
126421 | GLNDLE T1 | NYISO | 10 | 138 | 159 | 1287 | unknown | [6 empty] | 40.7581 | -73.9469 | 1269
126609 | GLENDALE | NYISO | 10 | 27 | 159 | 1287 | unknown | [6 empty] | 40.7581 | -73.9469 | 1269
126834 | GLENDALE 4 | NYISO | 10 | 138 | 159 | 1287 | unknown | [6 empty] | 40.7581 | -73.9469 | 1269
126835 | GLENDALE 3 | NYISO | 10 | 138 | 159 | 1287 | unknown | [6 empty] | 40.7581 | -73.9469 | 1269
126839 | GLENDALE 2 | NYISO | 10 | 138 | 159 | 1287 | unknown | [6 empty] | 40.7581 | -73.9469 | 1269
126434 | GRENWOOD N | NYISO | 10 | 138 | 159 | 1288 | known |  | 40.6593 | -73.9938
126610 | GREENWOOD AS | NYISO | 10 | 27 | 159 | 1288 | known
126646 | GRENWOOD S | NYISO | 10 | 138 | 159 | 1288 | known |  | 40.6593 | -73.9938
126439 | HARR TX1 | NYISO | 9 | 138 | 169 | 1289 | unknown | [6 empty] | 41.0504 | -73.809 | 1247
126440 | HARR TX2 | NYISO | 9 | 138 | 169 | 1289 | unknown | [6 empty] | 41.0504 | -73.809 | 1247
126441 | HARR TX 3 | NYISO | 9 | 138 | 169 | 1289 | unknown | [6 empty] | 41.0504 | -73.809 | 1247
126670 | HARR T4 | NYISO | 9 | 138 | 169 | 1289 | unknown | [6 empty] | 41.0504 | -73.809 | 1247
126694 | HARRISON | NYISO | 9 | 13.8 | 169 | 1289 | unknown | [6 empty] | 41.0504 | -73.809 | 1247
126443 | HG 2 | NYISO | 10 | 138 | 159 | 1290 | unknown |  |  |  | 40.8494 | -73.8933 | 1283 | 40.8494 | -73.8933 | 1283
126444 | HG 3 | NYISO | 10 | 138 | 159 | 1290 | unknown |  |  |  | 40.8494 | -73.8933 | 1283 | 40.8494 | -73.8933 | 1283
126446 | HG 5 | NYISO | 10 | 138 | 159 | 1290 | unknown |  |  |  | 40.8494 | -73.8933 | 1283 | 40.8494 | -73.8933 | 1283
126447 | HG 6 | NYISO | 10 | 138 | 159 | 1290 | unknown |  |  |  | 40.8494 | -73.8933 | 1283 | 40.8494 | -73.8933 | 1283
126581 | HG TAP | NYISO | 10 | 138 | 159 | 1290 | unknown |  |  |  | 40.8494 | -73.8933 | 1283 | 40.8494 | -73.8933 | 1283
126587 | HG6 TAP2 | NYISO | 10 | 138 | 159 | 1290 | unknown |  |  |  | 40.8494 | -73.8933 | 1283 | 40.8494 | -73.8933 | 1283
126716 | BRUCKNER | NYISO | 10 | 13.8 | 159 | 1290 | unknown |  |  |  | 40.8494 | -73.8933 | 1283 | 40.8494 | -73.8933 | 1283
126729 | HELL GATE | NYISO | 10 | 13.8 | 159 | 1290 | unknown |  |  |  | 40.8494 | -73.8933 | 1283 | 40.8494 | -73.8933 | 1283
126955 | HG SPARE | NYISO | 10 | 138 | 159 | 1290 | unknown |  |  |  | 40.8494 | -73.8933 | 1283 | 40.8494 | -73.8933 | 1283
126448 | HG1 TAP | NYISO | 10 | 138 | 159 | 1291 | unknown
147815 | PAGTHG11 | NYISO | 10 | 13.8 | 170 | 1291 | unknown
147816 | PAGTHG12 | NYISO | 10 | 13.8 | 170 | 1291 | unknown
126399 | TAP X9 | NYISO | 10 | 138 | 159 | 1292 | known
126449 | WATER TX1 | NYISO | 10 | 138 | 159 | 1292 | known
126450 | WATER TX2 | NYISO | 10 | 138 | 159 | 1292 | known
126452 | HUDAVE E | NYISO | 10 | 138 | 159 | 1292 | known |  | 40.7042 | -73.9824
126464 | TAP X10 | NYISO | 10 | 138 | 169 | 1292 | known
126514 | WATER TX3 | NYISO | 10 | 138 | 159 | 1292 | known
126619 | WATER ST | NYISO | 10 | 27 | 159 | 1292 | known
126454 | KENTTAP | NYISO | 10 | 138 | 159 | 1293 | unknown |  |  |  | 40.7581 | -73.9469 | 1269 | 40.7581 | -73.9469 | 1269
147817 | PAGTVNGW | NYISO | 10 | 13.8 | 170 | 1293 | unknown |  |  |  | 40.7581 | -73.9469 | 1269 | 40.7581 | -73.9469 | 1269
126455 | JAMAICA | NYISO | 10 | 138 | 159 | 1294 | known |  | 40.6992 | -73.8139
126612 | JAMAICA AS | NYISO | 10 | 27 | 159 | 1294 | known
126456 | JFK 138 | NYISO | 10 | 138 | 159 | 1295 | unknown |  |  |  | 40.6992 | -73.8139 | 1294 | 40.6992 | -73.8139 | 1294
126674 | JFK G1 | NYISO | 10 | 13.8 | 159 | 1295 | unknown |  |  |  | 40.6992 | -73.8139 | 1294 | 40.6992 | -73.8139 | 1294
126675 | JFK G2 | NYISO | 10 | 13.8 | 159 | 1295 | unknown |  |  |  | 40.6992 | -73.8139 | 1294 | 40.6992 | -73.8139 | 1294
126676 | JFK G3 | NYISO | 10 | 13.8 | 159 | 1295 | unknown |  |  |  | 40.6992 | -73.8139 | 1294 | 40.6992 | -73.8139 | 1294
126457 | HG4 TAP | NYISO | 10 | 138 | 159 | 1296 | unknown
147813 | PAGTHG41 | NYISO | 10 | 13.8 | 170 | 1296 | unknown
147814 | PAGTHG42 | NYISO | 10 | 13.8 | 170 | 1296 | unknown
126458 | MILLWOOD 138 | NYISO | 8 | 138 | 167 | 1297 | unknown |  |  |  | 41.1918 | -73.8011 | 1259 | 41.1918 | -73.8011 | 1259
126695 | MILLWOOD W | NYISO | 8 | 13.8 | 167 | 1297 | unknown |  |  |  | 41.1918 | -73.8011 | 1259 | 41.1918 | -73.8011 | 1259
126459 | SEAPORT NO1 | NYISO | 10 | 13.8 | 159 | 1298 | unknown |  |  |  | 40.7052 | -73.9836 | 1254 | 40.7052 | -73.9836 | 1254
126484 | SEAPT 5&9 | NYISO | 10 | 138 | 159 | 1298 | unknown |  |  |  | 40.7052 | -73.9836 | 1254 | 40.7052 | -73.9836 | 1254
126486 | 38M14 TAP | NYISO | 10 | 138 | 159 | 1298 | unknown |  |  |  | 40.7052 | -73.9836 | 1254 | 40.7052 | -73.9836 | 1254
126487 | SEPRT 4&8 | NYISO | 10 | 138 | 159 | 1298 | unknown |  |  |  | 40.7052 | -73.9836 | 1254 | 40.7052 | -73.9836 | 1254
126488 | 38M15 TAP | NYISO | 10 | 138 | 159 | 1298 | unknown |  |  |  | 40.7052 | -73.9836 | 1254 | 40.7052 | -73.9836 | 1254
126489 | SEAPT 2&6 | NYISO | 10 | 138 | 159 | 1298 | unknown |  |  |  | 40.7052 | -73.9836 | 1254 | 40.7052 | -73.9836 | 1254
126490 | SEAPT T1&7 | NYISO | 10 | 138 | 159 | 1298 | unknown |  |  |  | 40.7052 | -73.9836 | 1254 | 40.7052 | -73.9836 | 1254
126504 | 38M13 TAP | NYISO | 10 | 138 | 159 | 1298 | unknown |  |  |  | 40.7052 | -73.9836 | 1254 | 40.7052 | -73.9836 | 1254
126592 | SEAPT T3&10 | NYISO | 10 | 138 | 159 | 1298 | unknown |  |  |  | 40.7052 | -73.9836 | 1254 | 40.7052 | -73.9836 | 1254
126740 | SEAPORT NO2 | NYISO | 10 | 13.8 | 159 | 1298 | unknown |  |  |  | 40.7052 | -73.9836 | 1254 | 40.7052 | -73.9836 | 1254
126460 | 38W42 | NYISO | 8 | 138 | 167 | 1299 | unknown | [6 empty] | 41.1918 | -73.8011 | 1259
126461 | 38W41 | NYISO | 8 | 138 | 167 | 1299 | unknown | [6 empty] | 41.1918 | -73.8011 | 1259
126696 | OSSINING W | NYISO | 8 | 13.8 | 167 | 1299 | unknown | [6 empty] | 41.1918 | -73.8011 | 1259
126465 | FDR ERGT1 | NYISO | 10 | 138 | 159 | 1300 | known |  | 40.7275 | -73.9746
126468 | ERGT1 | NYISO | 10 | 18 | 159 | 1300 | known |  | 40.7275 | -73.9746
126475 | QUENBRDG | NYISO | 10 | 138 | 159 | 1301 | unknown |  |  |  | 40.7877 | -73.9093 | 1275 | 40.7877 | -73.9093 | 1275
126785 | QBR69M01 | NYISO | 10 | 69 | 159 | 1301 | unknown |  |  |  | 40.7877 | -73.9093 | 1275 | 40.7877 | -73.9093 | 1275
126786 | QBR69M02 | NYISO | 10 | 69 | 159 | 1301 | unknown |  |  |  | 40.7877 | -73.9093 | 1275 | 40.7877 | -73.9093 | 1275
126787 | QBR69M03 | NYISO | 10 | 69 | 159 | 1301 | unknown |  |  |  | 40.7877 | -73.9093 | 1275 | 40.7877 | -73.9093 | 1275
126788 | QBR69M04 | NYISO | 10 | 69 | 159 | 1301 | unknown |  |  |  | 40.7877 | -73.9093 | 1275 | 40.7877 | -73.9093 | 1275
126789 | QBR69M05 | NYISO | 10 | 69 | 159 | 1301 | unknown |  |  |  | 40.7877 | -73.9093 | 1275 | 40.7877 | -73.9093 | 1275
126790 | QBR69M06 | NYISO | 10 | 69 | 159 | 1301 | unknown |  |  |  | 40.7877 | -73.9093 | 1275 | 40.7877 | -73.9093 | 1275
126922 | QBR69M07 | NYISO | 10 | 69 | 159 | 1301 | unknown |  |  |  | 40.7877 | -73.9093 | 1275 | 40.7877 | -73.9093 | 1275
126295 | RAINEY | NYISO | 10 | 345 | 159 | 1302 | known
126476 | RAINEY2E | NYISO | 10 | 138 | 159 | 1302 | known
126477 | RAINEY3W | NYISO | 10 | 138 | 159 | 1302 | known
126478 | RAINEY7E | NYISO | 10 | 138 | 159 | 1302 | known
126479 | RAINEY7W | NYISO | 10 | 138 | 159 | 1302 | known |  | 40.7632 | -73.943
126480 | RAINEY8E | NYISO | 10 | 138 | 159 | 1302 | known
126481 | RAINEY8W | NYISO | 10 | 138 | 159 | 1302 | known
126482 | RAINEY9E | NYISO | 10 | 138 | 159 | 1302 | known |  | 40.7632 | -73.943
126642 | RAINEY WEST | NYISO | 10 | 345 | 159 | 1302 | known |  | 40.7625 | -73.9426
126643 | RAINEY EAST | NYISO | 10 | 345 | 159 | 1302 | known |  | 40.7625 | -73.9426
126667 | RN-CR TIE2 | NYISO | 10 | 138 | 159 | 1302 | known |  | 40.7632 | -73.943
126668 | RN-CR PAR2 | NYISO | 10 | 138 | 159 | 1302 | known |  | 40.7632 | -73.943
126669 | RN-CR TER2 | NYISO | 10 | 13.8 | 159 | 1302 | known |  | 40.7632 | -73.943
126677 | RNYGT4-6 | NYISO | 10 | 13.8 | 159 | 1302 | known
126678 | RNYGT911 | NYISO | 10 | 13.8 | 159 | 1302 | known
126736 | RNY 2EGT | NYISO | 10 | 13 | 159 | 1302 | known
126737 | RNY 7EGT | NYISO | 10 | 13 | 159 | 1302 | known
126738 | RNY 7WGT | NYISO | 10 | 13 | 159 | 1302 | known
126739 | RNY 9EGT | NYISO | 10 | 13 | 159 | 1302 | known
126818 | RNY5E_TER | NYISO | 10 | 13.8 | 159 | 1302 | known |  | 40.7632 | -73.943
126819 | RAINEY5E | NYISO | 10 | 138 | 159 | 1302 | known |  | 40.7625 | -73.9426
126820 | RN-CR TIE1 | NYISO | 10 | 138 | 159 | 1302 | known |  | 40.7632 | -73.943
1000034 | STR_PT_XF_34 | NYISO | 10 | 1 | 159 | 1302 | known
1000047 | STR_PT_XF_47 | NYISO | 10 | 1 | 159 | 1302 | known
1000048 | STR_PT_XF_48 | NYISO | 10 | 1 | 159 | 1302 | known
1000049 | STR_PT_XF_49 | NYISO | 10 | 1 | 159 | 1302 | known
1000050 | STR_PT_XF_50 | NYISO | 10 | 1 | 159 | 1302 | known
1000051 | STR_PT_XF_51 | NYISO | 10 | 1 | 159 | 1302 | known
1000052 | STR_PT_XF_52 | NYISO | 10 | 1 | 159 | 1302 | known
1000053 | STR_PT_XF_53 | NYISO | 10 | 1 | 159 | 1302 | known
126483 | S CREEK W | NYISO | 10 | 138 | 159 | 1303 | known |  | 40.8594 | -73.9198
126491 | SHCRK T3 | NYISO | 10 | 138 | 159 | 1303 | known
126492 | SHCRK T4 | NYISO | 10 | 138 | 159 | 1303 | known
126493 | SHCRK T6 | NYISO | 10 | 138 | 159 | 1303 | known
126494 | SHCRK T5 | NYISO | 10 | 138 | 159 | 1303 | known
126648 | S CREEK E | NYISO | 10 | 138 | 159 | 1303 | known |  | 40.8594 | -73.9198
126741 | S CREEK AS | NYISO | 10 | 13.8 | 159 | 1303 | known
126778 | ACADEMY 8T | NYISO | 10 | 13.8 | 159 | 1303 | known |  | 40.8601 | -73.9189
126779 | ACADEMY 1T | NYISO | 10 | 13.8 | 159 | 1303 | known |  | 40.8601 | -73.9189
126780 | SCK-PARW | NYISO | 10 | 138 | 159 | 1303 | known |  | 40.8594 | -73.9198
126781 | SCK-PARE | NYISO | 10 | 138 | 159 | 1303 | known |  | 40.8594 | -73.9198
126847 | ACADEMY | NYISO | 10 | 345 | 159 | 1303 | known |  | 40.8601 | -73.9189
126848 | 331 | NYISO | 10 | 138 | 159 | 1303 | known |  | 40.86 | -73.9191
126849 | 332 | NYISO | 10 | 138 | 159 | 1303 | known |  | 40.86 | -73.9191
126501 | TRADE TX3 | NYISO | 10 | 138 | 159 | 1304 | unknown | [6 empty] | 40.7052 | -73.9836 | 1254
126502 | TRADE TX2 | NYISO | 10 | 138 | 159 | 1304 | unknown | [6 empty] | 40.7052 | -73.9836 | 1254
126503 | TRADE TX4 | NYISO | 10 | 138 | 159 | 1304 | unknown | [6 empty] | 40.7052 | -73.9836 | 1254
126505 | TRADE TX 1 | NYISO | 10 | 138 | 159 | 1304 | unknown | [6 empty] | 40.7052 | -73.9836 | 1254
126742 | TRADE CENTER | NYISO | 10 | 13.8 | 159 | 1304 | unknown | [6 empty] | 40.7052 | -73.9836 | 1254
126508 | WAINWRT1 | NYISO | 10 | 138 | 159 | 1305 | known |  | 40.5892 | -74.1972
126509 | WAINWRT2 | NYISO | 10 | 138 | 159 | 1305 | known |  | 40.5892 | -74.1972
126744 | WAINWRIGHT | NYISO | 10 | 13.8 | 159 | 1305 | known
126515 | WDROW-1 | NYISO | 10 | 138 | 159 | 1306 | known |  | 40.5548 | -74.2153
126516 | WDROW-2 | NYISO | 10 | 138 | 159 | 1306 | known |  | 40.5548 | -74.2153
126682 | WOODROW | NYISO | 10 | 13.8 | 159 | 1306 | known
126829 | WDROW-3 | NYISO | 10 | 138 | 159 | 1306 | known |  | 40.5548 | -74.2153
126519 | WHITE P TX1 | NYISO | 9 | 138 | 169 | 1307 | unknown | [6 empty] | 41.0504 | -73.809 | 1247
126698 | WHITE PLAINS | NYISO | 9 | 13.8 | 169 | 1307 | unknown | [6 empty] | 41.0504 | -73.809 | 1247
126747 | WHITE P TX2 | NYISO | 9 | 138 | 169 | 1307 | unknown | [6 empty] | 41.0504 | -73.809 | 1247
126748 | WHITE P TX4 | NYISO | 9 | 138 | 169 | 1307 | unknown | [6 empty] | 41.0504 | -73.809 | 1247
126749 | WHITE P TX3 | NYISO | 9 | 138 | 169 | 1307 | unknown | [6 empty] | 41.0504 | -73.809 | 1247
126530 | W110 3&8 | NYISO | 10 | 138 | 159 | 1308 | unknown | [8 empty] | 1302
126531 | W110 2&7 | NYISO | 10 | 138 | 159 | 1308 | unknown | [8 empty] | 1302
126532 | W110 1&6 | NYISO | 10 | 138 | 159 | 1308 | unknown | [8 empty] | 1302
126533 | W110 4&10 | NYISO | 10 | 138 | 159 | 1308 | unknown | [8 empty] | 1302
126534 | W110 5&9 | NYISO | 10 | 138 | 159 | 1308 | unknown | [8 empty] | 1302
126750 | W110ST#1 | NYISO | 10 | 13.8 | 159 | 1308 | unknown | [8 empty] | 1302
126751 | W110ST#2 | NYISO | 10 | 13.8 | 159 | 1308 | unknown | [8 empty] | 1302
126538 | W42 T2&10 | NYISO | 10 | 138 | 159 | 1309 | unknown |  |  |  | 40.7658 | -73.9958 | 1264 | 40.7658 | -73.9958 | 1264
126539 | W42 T1&9 | NYISO | 10 | 138 | 159 | 1309 | unknown |  |  |  | 40.7658 | -73.9958 | 1264 | 40.7658 | -73.9958 | 1264
126540 | W42 T3&7 | NYISO | 10 | 138 | 159 | 1309 | unknown |  |  |  | 40.7658 | -73.9958 | 1264 | 40.7658 | -73.9958 | 1264
126541 | W42 T4&6 | NYISO | 10 | 138 | 159 | 1309 | unknown |  |  |  | 40.7658 | -73.9958 | 1264 | 40.7658 | -73.9958 | 1264
126542 | W42ST5&8 | NYISO | 10 | 138 | 159 | 1309 | unknown |  |  |  | 40.7658 | -73.9958 | 1264 | 40.7658 | -73.9958 | 1264
126596 | W42 TX7 | NYISO | 10 | 138 | 159 | 1309 | unknown |  |  |  | 40.7658 | -73.9958 | 1264 | 40.7658 | -73.9958 | 1264
126597 | W42 TX6 | NYISO | 10 | 138 | 159 | 1309 | unknown |  |  |  | 40.7658 | -73.9958 | 1264 | 40.7658 | -73.9958 | 1264
126598 | W42 T8 | NYISO | 10 | 138 | 159 | 1309 | unknown |  |  |  | 40.7658 | -73.9958 | 1264 | 40.7658 | -73.9958 | 1264
126599 | W42 TX9 | NYISO | 10 | 138 | 159 | 1309 | unknown |  |  |  | 40.7658 | -73.9958 | 1264 | 40.7658 | -73.9958 | 1264
126702 | W42ST#1 | NYISO | 10 | 13.8 | 159 | 1309 | unknown |  |  |  | 40.7658 | -73.9958 | 1264 | 40.7658 | -73.9958 | 1264
126703 | W42ST#2 | NYISO | 10 | 13.8 | 159 | 1309 | unknown |  |  |  | 40.7658 | -73.9958 | 1264 | 40.7658 | -73.9958 | 1264
126952 | W42 T10 | NYISO | 10 | 138 | 159 | 1309 | unknown |  |  |  | 40.7658 | -73.9958 | 1264 | 40.7658 | -73.9958 | 1264
126553 | W65ST1&6 | NYISO | 10 | 138 | 159 | 1310 | unknown | [6 empty] | 40.7658 | -73.9958 | 1264
126554 | W65ST2&5 | NYISO | 10 | 138 | 159 | 1310 | unknown | [6 empty] | 40.7658 | -73.9958 | 1264
126555 | W65ST3&8 | NYISO | 10 | 138 | 159 | 1310 | unknown | [6 empty] | 40.7658 | -73.9958 | 1264
126556 | W65ST4&7 | NYISO | 10 | 138 | 159 | 1310 | unknown | [6 empty] | 40.7658 | -73.9958 | 1264
126704 | W65ST#1 | NYISO | 10 | 13.8 | 159 | 1310 | unknown | [6 empty] | 40.7658 | -73.9958 | 1264
126705 | W65ST#2 | NYISO | 10 | 13.8 | 159 | 1310 | unknown | [6 empty] | 40.7658 | -73.9958 | 1264
126951 | W65ST9&10 | NYISO | 10 | 138 | 159 | 1310 | unknown | [6 empty] | 40.7658 | -73.9958 | 1264
126560 | DSS PAR1 | NYISO | 10 | 138 | 159 | 1311 | known |  | 40.7038 | -73.9817
126561 | DSS TR1 | NYISO | 10 | 138 | 159 | 1311 | known |  | 40.7038 | -73.9817
126562 | DSS PAR2 | NYISO | 10 | 138 | 159 | 1311 | known
126563 | DSS TR2 | NYISO | 10 | 138 | 159 | 1311 | known
126564 | VHILL DSS1 | NYISO | 10 | 27 | 159 | 1311 | known |  | 40.7038 | -73.9817
126565 | VHILL DSS2 | NYISO | 10 | 27 | 159 | 1311 | known
126575 | E36-T1 | NYISO | 10 | 138 | 159 | 1312 | unknown | [5 empty] | 1241 |  |  | 1241
126576 | E36-T2 | NYISO | 10 | 138 | 159 | 1312 | unknown | [5 empty] | 1241 |  |  | 1241
126577 | E36-T3 | NYISO | 10 | 138 | 159 | 1312 | unknown | [5 empty] | 1241 |  |  | 1241
126578 | E36-T4 | NYISO | 10 | 138 | 159 | 1312 | unknown | [5 empty] | 1241 |  |  | 1241
126754 | E36ST | NYISO | 10 | 13.8 | 159 | 1312 | unknown | [5 empty] | 1241 |  |  | 1241
126924 | 38M26 | NYISO | 10 | 138 | 159 | 1312 | unknown | [5 empty] | 1241 |  |  | 1241
126513 | 38W09 | NYISO | 9 | 138 | 169 | 1313 | known |  | 40.9096 | -73.8267
126579 | MTA T1 | NYISO | 9 | 138 | 169 | 1313 | known
126580 | MTA T2 | NYISO | 9 | 138 | 169 | 1313 | known
126613 | MTA MTVR | NYISO | 9 | 27 | 169 | 1313 | known
126550 | ASTOR T4 TAP | NYISO | 10 | 138 | 159 | 1314 | unknown |  |  |  | 40.7658 | -73.9958 | 1264 | 40.7658 | -73.9958 | 1264
126552 | ASTOR T2 TAP | NYISO | 10 | 138 | 159 | 1314 | unknown |  |  |  | 40.7658 | -73.9958 | 1264 | 40.7658 | -73.9958 | 1264
126593 | ASTOR | NYISO | 10 | 13.8 | 159 | 1314 | unknown |  |  |  | 40.7658 | -73.9958 | 1264 | 40.7658 | -73.9958 | 1264
126611 | ASTOR T2 | NYISO | 10 | 138 | 159 | 1314 | unknown |  |  |  | 40.7658 | -73.9958 | 1264 | 40.7658 | -73.9958 | 1264
126725 | ASTOR T3 | NYISO | 10 | 138 | 159 | 1314 | unknown |  |  |  | 40.7658 | -73.9958 | 1264 | 40.7658 | -73.9958 | 1264
126726 | ASTOR T1 | NYISO | 10 | 138 | 159 | 1314 | unknown |  |  |  | 40.7658 | -73.9958 | 1264 | 40.7658 | -73.9958 | 1264
126727 | ASTOR T4 | NYISO | 10 | 138 | 159 | 1314 | unknown |  |  |  | 40.7658 | -73.9958 | 1264 | 40.7658 | -73.9958 | 1264
126602 | BNSHR#1 | NYISO | 10 | 27 | 159 | 1315 | unknown |  |  |  | 40.6593 | -73.9938 | 1288 | 40.6593 | -73.9938 | 1288
126603 | BNSHR#2 | NYISO | 10 | 27 | 159 | 1315 | unknown |  |  |  | 40.6593 | -73.9938 | 1288 | 40.6593 | -73.9938 | 1288
126804 | BNH-T1&9 | NYISO | 10 | 138 | 159 | 1315 | unknown |  |  |  | 40.6593 | -73.9938 | 1288 | 40.6593 | -73.9938 | 1288
126805 | BNH-T2&8 | NYISO | 10 | 138 | 159 | 1315 | unknown |  |  |  | 40.6593 | -73.9938 | 1288 | 40.6593 | -73.9938 | 1288
126806 | BHN-T3&7 | NYISO | 10 | 138 | 159 | 1315 | unknown |  |  |  | 40.6593 | -73.9938 | 1288 | 40.6593 | -73.9938 | 1288
126807 | BNH-T4&6 | NYISO | 10 | 138 | 159 | 1315 | unknown |  |  |  | 40.6593 | -73.9938 | 1288 | 40.6593 | -73.9938 | 1288
126956 | BNH-T5 | NYISO | 10 | 138 | 159 | 1315 | unknown |  |  |  | 40.6593 | -73.9938 | 1288 | 40.6593 | -73.9938 | 1288
126606 | COOP CITY | NYISO | 10 | 13.8 | 159 | 1316 | unknown |  |  |  | 40.8425 | -73.8641 | 1263 | 40.8425 | -73.8641 | 1263
126858 | COOP TX3 | NYISO | 10 | 27 | 159 | 1316 | unknown |  |  |  | 40.8425 | -73.8641 | 1263 | 40.8425 | -73.8641 | 1263
126859 | COOP TX2 | NYISO | 10 | 27 | 159 | 1316 | unknown |  |  |  | 40.8425 | -73.8641 | 1263 | 40.8425 | -73.8641 | 1263
126860 | COOP TX4 | NYISO | 10 | 27 | 159 | 1316 | unknown |  |  |  | 40.8425 | -73.8641 | 1263 | 40.8425 | -73.8641 | 1263
126861 | COOP TX 1 | NYISO | 10 | 27 | 159 | 1316 | unknown |  |  |  | 40.8425 | -73.8641 | 1263 | 40.8425 | -73.8641 | 1263
126615 | NQGT 5 | NYISO | 10 | 27 | 159 | 1317 | unknown |  |  |  | 40.7838 | -73.9034 | 1272 | 40.7838 | -73.9034 | 1272
126712 | ASTGT5 | NYISO | 10 | 13 | 159 | 1317 | unknown |  |  |  | 40.7838 | -73.9034 | 1272 | 40.7838 | -73.9034 | 1272
126616 | NQGT7-8 | NYISO | 10 | 27 | 159 | 1318 | unknown |  |  |  | 40.7838 | -73.9034 | 1272 | 40.7838 | -73.9034 | 1272
126713 | ASTGT7-8 | NYISO | 10 | 13 | 159 | 1318 | unknown |  |  |  | 40.7838 | -73.9034 | 1272 | 40.7838 | -73.9034 | 1272
126627 | PARKVIEW | NYISO | 10 | 13.8 | 159 | 1319 | unknown | [5 empty] | 1320 |  |  | 1320
126629 | PARK1 | NYISO | 10 | 138 | 159 | 1319 | unknown | [5 empty] | 1320 |  |  | 1320
126632 | PARK2 | NYISO | 10 | 138 | 159 | 1319 | unknown | [5 empty] | 1320 |  |  | 1320
126635 | PARK3 | NYISO | 10 | 138 | 159 | 1319 | unknown | [5 empty] | 1320 |  |  | 1320
126638 | PARK4 | NYISO | 10 | 138 | 159 | 1319 | unknown | [5 empty] | 1320 |  |  | 1320
126628 | MHTX1 | NYISO | 10 | 138 | 159 | 1320 | known
126630 | MOTT TX2 | NYISO | 10 | 138 | 159 | 1320 | known
126631 | MHTX2 | NYISO | 10 | 138 | 159 | 1320 | known
126633 | MOTT TX1 | NYISO | 10 | 138 | 159 | 1320 | known
126634 | MHTX3 | NYISO | 10 | 138 | 159 | 1320 | known
126636 | MOTT TX3 | NYISO | 10 | 138 | 159 | 1320 | known
126637 | MHTX4 | NYISO | 10 | 138 | 159 | 1320 | known
126639 | MOTT TX4 | NYISO | 10 | 138 | 159 | 1320 | known
126640 | MOTT HAVEN | NYISO | 10 | 13.8 | 159 | 1320 | known
126641 | MOTT HAVEN | NYISO | 10 | 345 | 159 | 1320 | known |  | 40.8079 | -73.9069
126770 | MH TR8 T | NYISO | 10 | 13.6 | 159 | 1320 | known
126771 | MH TR9 T | NYISO | 10 | 13.6 | 159 | 1320 | known
126772 | MH TR7 T | NYISO | 10 | 13.6 | 159 | 1320 | known
126773 | MH TR6 T | NYISO | 10 | 13.6 | 159 | 1320 | known
126652 | RAV 3 | NYISO | 10 | 22 | 159 | 1321 | known |  | 40.7625 | -73.9426
126865 | RAV3 60M | NYISO | 10 | 345 | 159 | 1321 | known |  | 40.7632 | -73.943
126866 | RAV3 60L | NYISO | 10 | 345 | 159 | 1321 | known |  | 40.7632 | -73.943
126672 | SCS138-E | NYISO | 10 | 138 | 159 | 1322 | known |  | 40.7877 | -73.9093
126710 | SCS18-G5 | NYISO | 10 | 18 | 159 | 1322 | known |  | 40.7877 | -73.9093
126711 | SCS18-G6 | NYISO | 10 | 21 | 159 | 1322 | known |  | 40.7877 | -73.9093
126673 | SCS138-W | NYISO | 10 | 138 | 159 | 1323 | known |  | 40.7877 | -73.9093
126692 | SCS18-G4 | NYISO | 10 | 18 | 159 | 1323 | known
126680 | CHERY-T1 | NYISO | 10 | 69 | 159 | 1324 | unknown | [5 empty] | 1241 |  |  | 1241
126681 | CHERY-T3 | NYISO | 10 | 138 | 159 | 1324 | unknown | [5 empty] | 1241 |  |  | 1241
126717 | CHERRY ST | NYISO | 10 | 13.8 | 159 | 1324 | unknown | [5 empty] | 1241 |  |  | 1241
126759 | CHERY-T4 | NYISO | 10 | 138 | 159 | 1324 | unknown | [5 empty] | 1241 |  |  | 1241
126760 | CHERY-T2 | NYISO | 10 | 138 | 159 | 1324 | unknown | [5 empty] | 1241 |  |  | 1241
126808 | CHERY T5 | NYISO | 10 | 69 | 159 | 1324 | unknown | [5 empty] | 1241 |  |  | 1241
126687 | AMTRAK SUN | NYISO | 10 | 13.8 | 159 | 1325 | unknown
126862 | AMTRAK T2 | NYISO | 10 | 138 | 159 | 1325 | unknown
126863 | AMTRAK T1 | NYISO | 10 | 138 | 159 | 1325 | unknown
126690 | GRASSLANDS | NYISO | 9 | 13.8 | 169 | 1326 | unknown |  |  |  | 41.0504 | -73.809 | 1247 | 41.0504 | -73.809 | 1247
126708 | GRASSL1 | NYISO | 9 | 138 | 169 | 1326 | unknown |  |  |  | 41.0504 | -73.809 | 1247 | 41.0504 | -73.809 | 1247
126709 | GRASSL2 | NYISO | 9 | 138 | 169 | 1326 | unknown |  |  |  | 41.0504 | -73.809 | 1247 | 41.0504 | -73.809 | 1247
126718 | GRASSL3 | NYISO | 9 | 138 | 169 | 1326 | unknown |  |  |  | 41.0504 | -73.809 | 1247 | 41.0504 | -73.809 | 1247
126520 | WILOWBK1 | NYISO | 10 | 138 | 159 | 1327 | known |  | 40.6108 | -74.1456
126521 | WILOWBK2 | NYISO | 10 | 138 | 159 | 1327 | known |  | 40.6108 | -74.1456
126699 | WILL T2 | NYISO | 10 | 138 | 169 | 1327 | known
126700 | WILL T1 | NYISO | 10 | 138 | 169 | 1327 | known
126745 | WILLOWBROOK | NYISO | 10 | 13.8 | 159 | 1327 | known
126701 | WSHNTNST | NYISO | 9 | 13.8 | 169 | 1328 | unknown |  |  |  | 40.9096 | -73.8267 | 1313 | 40.9096 | -73.8267 | 1313
126714 | 38W09 T | NYISO | 9 | 138 | 169 | 1328 | unknown |  |  |  | 40.9096 | -73.8267 | 1313 | 40.9096 | -73.8267 | 1313
126831 | WASH T2 | NYISO | 9 | 138 | 169 | 1328 | unknown |  |  |  | 40.9096 | -73.8267 | 1313 | 40.9096 | -73.8267 | 1313
126832 | WASH T3 | NYISO | 9 | 138 | 169 | 1328 | unknown |  |  |  | 40.9096 | -73.8267 | 1313 | 40.9096 | -73.8267 | 1313
126833 | WASH T4 | NYISO | 9 | 138 | 169 | 1328 | unknown |  |  |  | 40.9096 | -73.8267 | 1313 | 40.9096 | -73.8267 | 1313
126715 | AVENUE A | NYISO | 10 | 13.8 | 159 | 1329 | unknown | [5 empty] | 1241 |  |  | 1241
126761 | AVE A-T1 | NYISO | 10 | 69 | 159 | 1329 | unknown | [5 empty] | 1241 |  |  | 1241
126762 | AVE A-T2 | NYISO | 10 | 69 | 159 | 1329 | unknown | [5 empty] | 1241 |  |  | 1241
126763 | AVE A-T3 | NYISO | 10 | 69 | 159 | 1329 | unknown | [5 empty] | 1241 |  |  | 1241
126764 | AVE A-T4 | NYISO | 10 | 69 | 159 | 1329 | unknown | [5 empty] | 1241 |  |  | 1241
126809 | AVE A-T5 | NYISO | 10 | 69 | 159 | 1329 | unknown | [5 empty] | 1241 |  |  | 1241
126721 | E63RD#1 | NYISO | 10 | 13.8 | 159 | 1330 | unknown | [6 empty] | 40.7877 | -73.9093 | 1275
126722 | E63RD#2 | NYISO | 10 | 13.8 | 159 | 1330 | unknown | [6 empty] | 40.7877 | -73.9093 | 1275
126791 | E63T1&11 | NYISO | 10 | 69 | 159 | 1330 | unknown | [6 empty] | 40.7877 | -73.9093 | 1275
126792 | E63T2&12 | NYISO | 10 | 69 | 159 | 1330 | unknown | [6 empty] | 40.7877 | -73.9093 | 1275
126793 | E63T3&8 | NYISO | 10 | 69 | 159 | 1330 | unknown | [6 empty] | 40.7877 | -73.9093 | 1275
126794 | E63T4&7 | NYISO | 10 | 69 | 159 | 1330 | unknown | [6 empty] | 40.7877 | -73.9093 | 1275
126795 | E63T5&9 | NYISO | 10 | 69 | 159 | 1330 | unknown | [6 empty] | 40.7877 | -73.9093 | 1275
126796 | E63T6&10 | NYISO | 10 | 69 | 159 | 1330 | unknown | [6 empty] | 40.7877 | -73.9093 | 1275
126923 | E63T13&14 | NYISO | 10 | 69 | 159 | 1330 | unknown | [6 empty] | 40.7877 | -73.9093 | 1275
126731 | LEONARD ST 1 | NYISO | 10 | 13.8 | 159 | 1331 | unknown | [5 empty] | 1241 |  |  | 1241
126732 | LEONARD ST 2 | NYISO | 10 | 13.8 | 159 | 1331 | unknown | [5 empty] | 1241 |  |  | 1241
126811 | LEOT1&7 | NYISO | 10 | 69 | 159 | 1331 | unknown | [5 empty] | 1241 |  |  | 1241
126812 | LEOT2&8 | NYISO | 10 | 69 | 159 | 1331 | unknown | [5 empty] | 1241 |  |  | 1241
126813 | LEOT3&9 | NYISO | 10 | 69 | 159 | 1331 | unknown | [5 empty] | 1241 |  |  | 1241
126814 | LEOT4&10 | NYISO | 10 | 69 | 159 | 1331 | unknown | [5 empty] | 1241 |  |  | 1241
126815 | LEOT5&12 | NYISO | 10 | 69 | 159 | 1331 | unknown | [5 empty] | 1241 |  |  | 1241
126816 | LEOT6&11 | NYISO | 10 | 69 | 159 | 1331 | unknown | [5 empty] | 1241 |  |  | 1241
126926 | LEOT13&14 | NYISO | 10 | 69 | 159 | 1331 | unknown | [5 empty] | 1241 |  |  | 1241
126752 | W19TH ST | NYISO | 10 | 13.8 | 159 | 1332 | unknown | [5 empty] | 1241 |  |  | 1241
126765 | W19-T1 | NYISO | 10 | 69 | 159 | 1332 | unknown | [5 empty] | 1241 |  |  | 1241
126766 | W19-T2 | NYISO | 10 | 69 | 159 | 1332 | unknown | [5 empty] | 1241 |  |  | 1241
126767 | W19-T3 | NYISO | 10 | 69 | 159 | 1332 | unknown | [5 empty] | 1241 |  |  | 1241
126768 | W19-T4 | NYISO | 10 | 69 | 159 | 1332 | unknown | [5 empty] | 1241 |  |  | 1241
126810 | W19-T5 | NYISO | 10 | 69 | 159 | 1332 | unknown | [5 empty] | 1241 |  |  | 1241
126758 | MURRAY HILL | NYISO | 10 | 13.8 | 159 | 1333 | unknown
127101 | 38M06 | NYISO | 10 | 138 | 159 | 1333 | unknown
127102 | 38M05 | NYISO | 10 | 138 | 159 | 1333 | unknown
127103 | 38M04 | NYISO | 10 | 138 | 159 | 1333 | unknown
127104 | 38M03 | NYISO | 10 | 138 | 159 | 1333 | unknown
128252 | BAYONNE | NYISO | 10 | 345 | 159 | 1334 | known |  | 40.6942 | -74.1055
128253 | BAY_G1 | NYISO | 10 | 13.8 | 159 | 1334 | known
128254 | BAY_G3 | NYISO | 10 | 13.8 | 159 | 1334 | known
128255 | BAY_G5 | NYISO | 10 | 13.8 | 159 | 1334 | known
128256 | BAY_G7 | NYISO | 10 | 13.8 | 159 | 1334 | known
128257 | BAYONNE | NYISO | 10 | 138 | 159 | 1334 | known
128647 | BAY_G2 | NYISO | 10 | 13.8 | 159 | 1334 | known
128648 | BAY_G4 | NYISO | 10 | 13.8 | 159 | 1334 | known
128649 | BAY_G6 | NYISO | 10 | 13.8 | 159 | 1334 | known
128650 | BAY_G8 | NYISO | 10 | 13.8 | 159 | 1334 | known
128702 | BAYO_XFMR_HV | NYISO | 10 | 345 | 159 | 1334 | known
128703 | BAY_G9 | NYISO | 10 | 13.8 | 159 | 1334 | known
128704 | BAY_G10 | NYISO | 10 | 13.8 | 159 | 1334 | known
1000057 | STR_PT_XF_57 | NYISO | 10 | 1 | 159 | 1334 | known
1000058 | STR_PT_XF_58 | NYISO | 10 | 1 | 159 | 1334 | known
1000059 | STR_PT_XF_59 | NYISO | 10 | 1 | 159 | 1334 | known
1000060 | STR_PT_XF_60 | NYISO | 10 | 1 | 159 | 1334 | known
1000064 | STR_PT_XF_64 | NYISO | 10 | 1 | 159 | 1334 | known
128272 | GT1_1Q91MK | NYISO | 10 | 13.8 | 159 | 1335 | unknown |  |  |  | 40.7838 | -73.9034 | 1272 | 40.7838 | -73.9034 | 1272
128273 | GT1_1Q91M | NYISO | 10 | 27 | 159 | 1335 | unknown |  |  |  | 40.7838 | -73.9034 | 1272 | 40.7838 | -73.9034 | 1272
128300 | Q393BERRE-GT | NYISO | 10 | 24 | 159 | 1336 | known |  | 40.7877 | -73.9093
128307 | Q393_AUXLOAD | NYISO | 10 | 6.9 | 159 | 1336 | known
128497 | Q393BERRE_C1 | NYISO | 10 | 138 | 159 | 1336 | known |  | 40.7877 | -73.9093
128498 | Q393BERRE_C2 | NYISO | 10 | 138 | 159 | 1336 | known |  | 40.7877 | -73.9093
128499 | Q393BERRE_C3 | NYISO | 10 | 138 | 159 | 1336 | known |  | 40.7877 | -73.9093
128662 | DOVER | NYISO | 7 | 345 | 154 | 1337 | known |  | 41.6749 | -73.5765
128668 | DOVER PAR | NYISO | 7 | 345 | 154 | 1337 | known |  | 41.6749 | -73.5765
128822 | E.G.C.-1 | NYISO | 11 | 345 | 156 | 1338 | known |  | 40.7304 | -73.611
128823 | E.G.C.-2 | NYISO | 11 | 345 | 156 | 1338 | known |  | 40.7304 | -73.611
128824 | EGC DUM | NYISO | 11 | 345 | 156 | 1338 | known |  | 40.7303 | -73.611
128825 | EGC PAR | NYISO | 11 | 345 | 156 | 1338 | known |  | 40.7304 | -73.611
129270 | E.G.C. | NYISO | 11 | 138 | 156 | 1338 | known |  | 40.7304 | -73.611
129271 | E.G.C.-2 | NYISO | 11 | 138 | 156 | 1338 | known |  | 40.7304 | -73.611
129580 | E.G.C.1 | NYISO | 11 | 69 | 156 | 1338 | known
129582 | E.G.C.2 | NYISO | 11 | 69 | 156 | 1338 | known
130005 | E.G.C. | NYISO | 11 | 23 | 156 | 1338 | known
128835 | SHORE RD | NYISO | 11 | 345 | 156 | 1339 | known |  | 40.8285 | -73.6467
129293 | SHORE RD | NYISO | 11 | 138 | 156 | 1339 | known
129294 | SHORE RD2 | NYISO | 11 | 138 | 156 | 1339 | known |  | 40.8276 | -73.6475
128847 | NWBRG | NYISO | 11 | 345 | 156 | 1340 | known |  | 40.7601 | -73.5357
129310 | NEWBRGE | NYISO | 11 | 138 | 156 | 1340 | known |  | 40.7601 | -73.5357
129639 | NEWBRGE1 | NYISO | 11 | 69 | 156 | 1340 | known
129640 | NEWBRGE2 | NYISO | 11 | 69 | 156 | 1340 | known
128880 | SHMHVDCL | NYISO | 11 | 191.5 | 156 | 1341 | unknown
129457 | SHM DC | NYISO | 11 | 138 | 156 | 1341 | unknown
129458 | SHOREHAM1 | NYISO | 11 | 138 | 156 | 1341 | unknown
129459 | SHOREHAM2 | NYISO | 11 | 138 | 156 | 1341 | unknown
128900 | BARETG1 | NYISO | 11 | 20 | 156 | 1342 | known
128901 | BARETG2 | NYISO | 11 | 20 | 156 | 1342 | known |  | 40.6164 | -73.6475
128902 | BRT G1-8 | NYISO | 11 | 13.8 | 156 | 1342 | known
128910 | BRTG9-12 | NYISO | 11 | 13.8 | 156 | 1342 | known
128926 | OCEAN LF | NYISO | 11 | 13.8 | 156 | 1342 | known
129202 | BARRETT1 | NYISO | 11 | 138 | 156 | 1342 | known |  | 40.6185 | -73.648
129203 | BARRETT2 | NYISO | 11 | 138 | 156 | 1342 | known |  | 40.6178 | -73.6463
129204 | BRRT PH | NYISO | 11 | 138 | 156 | 1342 | known |  | 40.6164 | -73.6475
129205 | BRTGT1-8 | NYISO | 11 | 138 | 156 | 1342 | known
129206 | BRTGT9-12 | NYISO | 11 | 138 | 156 | 1342 | known |  | 40.6164 | -73.6475
129501 | BARRETT | NYISO | 11 | 69 | 156 | 1342 | known
129969 | BARRETT | NYISO | 11 | 34.5 | 156 | 1342 | known
129970 | BARRETT2 | NYISO | 11 | 34.5 | 156 | 1342 | known
129973 | BARRETT3 | NYISO | 11 | 34.5 | 156 | 1342 | known
128916 | FROCKGT2 | NYISO | 11 | 13.8 | 156 | 1343 | unknown |  |  |  | 40.6658 | -73.6846 | 1375 | 40.6658 | -73.6846 | 1375
128920 | F.RCKG4 | NYISO | 11 | 13.8 | 156 | 1343 | unknown |  |  |  | 40.6658 | -73.6846 | 1375 | 40.6658 | -73.6846 | 1375
128922 | FROCKGT1 | NYISO | 11 | 13.8 | 156 | 1343 | unknown |  |  |  | 40.6658 | -73.6846 | 1375 | 40.6658 | -73.6846 | 1375
129508 | FARRCK3 | NYISO | 11 | 69 | 156 | 1343 | unknown |  |  |  | 40.6658 | -73.6846 | 1375 | 40.6658 | -73.6846 | 1375
129509 | FARRCK1 | NYISO | 11 | 69 | 156 | 1343 | unknown |  |  |  | 40.6658 | -73.6846 | 1375 | 40.6658 | -73.6846 | 1375
129510 | F.RCK4 | NYISO | 11 | 69 | 156 | 1343 | unknown |  |  |  | 40.6658 | -73.6846 | 1375 | 40.6658 | -73.6846 | 1375
129511 | FARRCK2 | NYISO | 11 | 69 | 156 | 1343 | unknown |  |  |  | 40.6658 | -73.6846 | 1375 | 40.6658 | -73.6846 | 1375
129905 | FARRCK1 | NYISO | 11 | 34.5 | 156 | 1343 | unknown |  |  |  | 40.6658 | -73.6846 | 1375 | 40.6658 | -73.6846 | 1375
129906 | FARRCK2 | NYISO | 11 | 34.5 | 156 | 1343 | unknown |  |  |  | 40.6658 | -73.6846 | 1375 | 40.6658 | -73.6846 | 1375
129907 | FARRCK3 | NYISO | 11 | 34.5 | 156 | 1343 | unknown |  |  |  | 40.6658 | -73.6846 | 1375 | 40.6658 | -73.6846 | 1375
130703 | Q487_GEN | NYISO | 11 | 0.48 | 156 | 1343 | unknown |  |  |  | 40.6658 | -73.6846 | 1375 | 40.6658 | -73.6846 | 1375
130704 | Q487_34.5 | NYISO | 11 | 34.5 | 156 | 1343 | unknown |  |  |  | 40.6658 | -73.6846 | 1375 | 40.6658 | -73.6846 | 1375
130705 | Q487_PSU | NYISO | 11 | 34.5 | 156 | 1343 | unknown |  |  |  | 40.6658 | -73.6846 | 1375 | 40.6658 | -73.6846 | 1375
128918 | FRPT-GT1 | NYISO | 11 | 13.8 | 156 | 1344 | unknown | [6 empty] | 40.7601 | -73.5357 | 1340
128924 | FRPT-GT2 | NYISO | 11 | 13.8 | 156 | 1344 | unknown | [6 empty] | 40.7601 | -73.5357 | 1340
129513 | FRPRTGTS | NYISO | 11 | 69 | 156 | 1344 | unknown | [6 empty] | 40.7601 | -73.5357 | 1340
128953 | GLNWD 4 | NYISO | 11 | 13.8 | 156 | 1345 | unknown |  |  |  | 40.8285 | -73.6467 | 1339 | 40.8285 | -73.6467 | 1339
128954 | GLNWD 5 | NYISO | 11 | 13.8 | 156 | 1345 | unknown |  |  |  | 40.8285 | -73.6467 | 1339 | 40.8285 | -73.6467 | 1339
128956 | GLNWDGT2 | NYISO | 11 | 13.8 | 156 | 1345 | unknown |  |  |  | 40.8285 | -73.6467 | 1339 | 40.8285 | -73.6467 | 1339
128957 | GLNWDGT3 | NYISO | 11 | 13.8 | 156 | 1345 | unknown |  |  |  | 40.8285 | -73.6467 | 1339 | 40.8285 | -73.6467 | 1339
129281 | GLNWD GT | NYISO | 11 | 138 | 156 | 1345 | unknown |  |  |  | 40.8285 | -73.6467 | 1339 | 40.8285 | -73.6467 | 1339
129282 | GLNWD NO | NYISO | 11 | 138 | 156 | 1345 | unknown |  |  |  | 40.8285 | -73.6467 | 1339 | 40.8285 | -73.6467 | 1339
129587 | GLNWD NO | NYISO | 11 | 69 | 156 | 1345 | unknown |  |  |  | 40.8285 | -73.6467 | 1339 | 40.8285 | -73.6467 | 1339
129589 | GLNWD#3 | NYISO | 11 | 69 | 156 | 1345 | unknown |  |  |  | 40.8285 | -73.6467 | 1339 | 40.8285 | -73.6467 | 1339
129590 | GLNWD#3A | NYISO | 11 | 69 | 156 | 1345 | unknown |  |  |  | 40.8285 | -73.6467 | 1339 | 40.8285 | -73.6467 | 1339
128955 | GLNWDGT1 | NYISO | 11 | 13.8 | 156 | 1346 | unknown | [6 empty] | 40.8285 | -73.6467 | 1339
128959 | GLWDGT4 | NYISO | 11 | 13.8 | 156 | 1346 | unknown | [6 empty] | 40.8285 | -73.6467 | 1339
128960 | GLWDGT5 | NYISO | 11 | 13.8 | 156 | 1346 | unknown | [6 empty] | 40.8285 | -73.6467 | 1339
129586 | GLEN GAS | NYISO | 11 | 69 | 156 | 1346 | unknown | [6 empty] | 40.8285 | -73.6467 | 1339
128963 | HEMP RR | NYISO | 11 | 13.8 | 156 | 1347 | unknown |  |  |  | 40.7601 | -73.5357 | 1340 | 40.7601 | -73.5357 | 1340
129594 | MTCHGRDN | NYISO | 11 | 69 | 156 | 1347 | unknown |  |  |  | 40.7601 | -73.5357 | 1340 | 40.7601 | -73.5357 | 1340
128970 | TRIGEN | NYISO | 11 | 13.8 | 156 | 1348 | unknown |  |  |  | 40.7304 | -73.611 | 1338 | 40.7304 | -73.611 | 1338
129606 | TRIGEN | NYISO | 11 | 69 | 156 | 1348 | unknown |  |  |  | 40.7304 | -73.611 | 1338 | 40.7304 | -73.611 | 1338
128989 | GRMN B | NYISO | 11 | 13.8 | 156 | 1349 | unknown
128990 | GRUMTBG4 | NYISO | 11 | 13.8 | 156 | 1349 | unknown
129623 | GRMN B | NYISO | 11 | 69 | 156 | 1349 | unknown
129017 | HUNT RR | NYISO | 11 | 13.8 | 156 | 1350 | unknown
129668 | DEPOSIT | NYISO | 11 | 69 | 156 | 1350 | unknown
129024 | NRTPTG1 | NYISO | 11 | 22 | 156 | 1351 | known |  | 40.9368 | -73.3381
129025 | NRTPTG2 | NYISO | 11 | 22 | 156 | 1351 | known |  | 40.9256 | -73.31
129026 | NRTPTG3 | NYISO | 11 | 22 | 156 | 1351 | known |  | 40.919 | -73.3363
129027 | NRTPTG4 | NYISO | 11 | 22 | 156 | 1351 | known |  | 40.919 | -73.3363
129028 | NTPT GT | NYISO | 11 | 13.8 | 156 | 1351 | known
129341 | NRTHPRT1 | NYISO | 11 | 138 | 156 | 1351 | known |  | 40.9239 | -73.3413
129342 | NRTHPRT2 | NYISO | 11 | 138 | 156 | 1351 | known |  | 40.9368 | -73.3381
129343 | NRTHPT P | NYISO | 11 | 138 | 156 | 1351 | known |  | 40.9368 | -73.3381
129344 | NRTHPT1 | NYISO | 11 | 138 | 156 | 1351 | known |  | 40.9235 | -73.3409
129345 | NRTHPT2 | NYISO | 11 | 138 | 156 | 1351 | known |  | 40.9368 | -73.3381
129346 | NRTHPT3 | NYISO | 11 | 138 | 156 | 1351 | known |  | 40.9233 | -73.3411
129040 | BABYLNRR | NYISO | 11 | 13.8 | 156 | 1352 | unknown
129711 | BABYLNRR | NYISO | 11 | 69 | 156 | 1352 | unknown
129044 | ISLIP RR | NYISO | 11 | 13.8 | 156 | 1353 | unknown | [5 empty] | 1360 |  |  | 1360
129743 | MACARTHR | NYISO | 11 | 69 | 156 | 1353 | unknown | [5 empty] | 1360 |  |  | 1360
129048 | BRNTWDGT | NYISO | 11 | 13.8 | 156 | 1354 | unknown |  |  |  | 40.8293 | -73.2875 | 1381 | 40.8293 | -73.2875 | 1381
129049 | BRNTWDGT | NYISO | 11 | 13.8 | 156 | 1354 | unknown |  |  |  | 40.8293 | -73.2875 | 1381 | 40.8293 | -73.2875 | 1381
129726 | BRNTWD3 | NYISO | 11 | 69 | 156 | 1354 | unknown |  |  |  | 40.8293 | -73.2875 | 1381 | 40.8293 | -73.2875 | 1381
129727 | BRNTWOOD | NYISO | 11 | 69 | 156 | 1354 | unknown |  |  |  | 40.8293 | -73.2875 | 1381 | 40.8293 | -73.2875 | 1381
129728 | BRNTWOD GT | NYISO | 11 | 69 | 156 | 1354 | unknown |  |  |  | 40.8293 | -73.2875 | 1381 | 40.8293 | -73.2875 | 1381
129749 | PILGRM ST GT | NYISO | 11 | 69 | 156 | 1354 | unknown |  |  |  | 40.8293 | -73.2875 | 1381 | 40.8293 | -73.2875 | 1381
147820 | BRNTWDGT | NYISO | 11 | 13.8 | 171 | 1354 | unknown |  |  |  | 40.8293 | -73.2875 | 1381 | 40.8293 | -73.2875 | 1381
129053 | PLWN_CC | NYISO | 11 | 13.8 | 156 | 1355 | unknown
129746 | PATTON | NYISO | 11 | 69 | 156 | 1355 | unknown
129059 | W.BABGT4 | NYISO | 11 | 13.8 | 156 | 1356 | unknown
129771 | W.BABYLN | NYISO | 11 | 69 | 156 | 1356 | unknown
129071 | CAITH-GT | NYISO | 11 | 16.5 | 156 | 1357 | known |  | 40.814 | -72.9405
129418 | CAITHNESS1 | NYISO | 11 | 138 | 156 | 1357 | known |  | 40.814 | -72.9405
129072 | CAITH-ST | NYISO | 11 | 15.75 | 156 | 1358 | unknown |  |  |  | 40.8195 | -72.9387 | 12379 | 40.8195 | -72.9387 | 12379
129419 | CAITHNESS2 | NYISO | 11 | 138 | 156 | 1358 | unknown |  |  |  | 40.8195 | -72.9387 | 12379 | 40.8195 | -72.9387 | 12379
129074 | GRNPRTGT | NYISO | 11 | 13.8 | 156 | 1359 | unknown
129802 | GREENPRT | NYISO | 11 | 69 | 156 | 1359 | unknown
129076 | HOLTS1-5 | NYISO | 11 | 13.8 | 156 | 1360 | known
129421 | HOLBROOK | NYISO | 11 | 138 | 156 | 1360 | known |  | 40.8206 | -73.0726
129427 | HOLTS GT | NYISO | 11 | 138 | 156 | 1360 | known
129428 | WEST BUS | NYISO | 11 | 138 | 156 | 1360 | known
129429 | 8KD_PRI | NYISO | 11 | 138 | 156 | 1360 | known
129806 | HOLBRK1 | NYISO | 11 | 69 | 156 | 1360 | known
129807 | HOLBRK2 | NYISO | 11 | 69 | 156 | 1360 | known
129081 | HOLT6-10 | NYISO | 11 | 13.8 | 156 | 1361 | unknown | [5 empty] | 1360 |  |  | 1360
129809 | HOLTS GT | NYISO | 11 | 69 | 156 | 1361 | unknown | [5 empty] | 1360 |  |  | 1360
129089 | NISSQUOG | NYISO | 11 | 13.8 | 156 | 1362 | unknown | [5 empty] | 1365 |  |  | 1365
129836 | ST. COLL | NYISO | 11 | 69 | 156 | 1362 | unknown | [5 empty] | 1365 |  |  | 1365
129837 | STONYBRK | NYISO | 11 | 69 | 156 | 1362 | unknown | [5 empty] | 1365 |  |  | 1365
129092 | PTJEFG3 | NYISO | 11 | 20 | 156 | 1363 | unknown | [5 empty] | 1365 |  |  | 1365
129450 | PT JEFF3 | NYISO | 11 | 138 | 156 | 1363 | unknown | [5 empty] | 1365 |  |  | 1365
129093 | PTJEFG4 | NYISO | 11 | 20 | 156 | 1364 | unknown | [5 empty] | 1365 |  |  | 1365
129451 | PT JEFF4 | NYISO | 11 | 138 | 156 | 1364 | unknown | [5 empty] | 1365 |  |  | 1365
129094 | PTJEFFGT | NYISO | 11 | 13.8 | 156 | 1365 | known
129095 | PTJEFGT2 | NYISO | 11 | 13.8 | 156 | 1365 | known
129096 | PTJEFGT3 | NYISO | 11 | 13.8 | 156 | 1365 | known
129448 | PT JEFF1 | NYISO | 11 | 138 | 156 | 1365 | known |  | 40.9496 | -73.0782
129449 | PT JEFF2 | NYISO | 11 | 138 | 156 | 1365 | known
129827 | PT.JEFF1 | NYISO | 11 | 69 | 156 | 1365 | known
129828 | PT.JEFF2 | NYISO | 11 | 69 | 156 | 1365 | known
129098 | SHRHM GT | NYISO | 11 | 13.8 | 156 | 1366 | unknown
129100 | SHORHGT3 | NYISO | 11 | 13.8 | 156 | 1366 | unknown
129101 | SHORHGT4 | NYISO | 11 | 13.8 | 156 | 1366 | unknown
129833 | SHOREHAM | NYISO | 11 | 69 | 156 | 1366 | unknown
129104 | SOUTHOLD | NYISO | 11 | 13.8 | 156 | 1367 | unknown | [8 empty] | 1372
129105 | SHOLD3 | NYISO | 11 | 13.8 | 156 | 1367 | unknown | [8 empty] | 1372
129106 | SOUTHOLD-GRP | NYISO | 11 | 13.8 | 156 | 1367 | unknown | [8 empty] | 1372
129834 | SOUTHOLD | NYISO | 11 | 69 | 156 | 1367 | unknown | [8 empty] | 1372
130035 | SOUTHOLD | NYISO | 11 | 23 | 156 | 1367 | unknown | [8 empty] | 1372
129107 | WADNGRV1 | NYISO | 11 | 13.8 | 156 | 1368 | unknown
129108 | WADNGRV2 | NYISO | 11 | 13.8 | 156 | 1368 | unknown
129109 | WADNGRV3 | NYISO | 11 | 13.8 | 156 | 1368 | unknown
129469 | WADNGRV1 | NYISO | 11 | 138 | 156 | 1368 | unknown
129470 | WADNGRV2 | NYISO | 11 | 138 | 156 | 1368 | unknown
1000066 | STR_PT_XF_66 | NYISO | 11 | 1 | 156 | 1368 | unknown
129112 | YPNK LF | NYISO | 11 | 13.8 | 156 | 1369 | unknown
129850 | YAPHANK | NYISO | 11 | 69 | 156 | 1369 | unknown
129123 | BUELL3 | NYISO | 11 | 13.8 | 156 | 1370 | unknown | [5 empty] | 1372 |  |  | 1372
129124 | BUELL4 | NYISO | 11 | 13.8 | 156 | 1370 | unknown | [5 empty] | 1372 |  |  | 1372
129127 | EHAMP_GT | NYISO | 11 | 13.8 | 156 | 1370 | unknown | [5 empty] | 1372 |  |  | 1372
129862 | BUELL | NYISO | 11 | 69 | 156 | 1370 | unknown | [5 empty] | 1372 |  |  | 1372
129863 | BUELL2 | NYISO | 11 | 69 | 156 | 1370 | unknown | [5 empty] | 1372 |  |  | 1372
130040 | BUELL1 | NYISO | 11 | 23 | 156 | 1370 | unknown | [5 empty] | 1372 |  |  | 1372
130041 | BUELL2 | NYISO | 11 | 23 | 156 | 1370 | unknown | [5 empty] | 1372 |  |  | 1372
129125 | CN-DVAR | NYISO | 11 | 0.5 | 156 | 1371 | unknown
129126 | CN-DISTVOLT | NYISO | 11 | 13.8 | 156 | 1371 | unknown
129483 | CANAL | NYISO | 11 | 138 | 156 | 1371 | unknown
129484 | CANAL2 | NYISO | 11 | 138 | 156 | 1371 | unknown
129864 | CANAL | NYISO | 11 | 69 | 156 | 1371 | unknown
129870 | 9C_DRSS | NYISO | 11 | 69 | 156 | 1371 | unknown
129871 | CN-CAP1 | NYISO | 11 | 69 | 156 | 1371 | unknown
129872 | CN-CAP2 | NYISO | 11 | 69 | 156 | 1371 | unknown
129873 | CN-CAP3 | NYISO | 11 | 69 | 156 | 1371 | unknown
129874 | CN-CAP4 | NYISO | 11 | 69 | 156 | 1371 | unknown
129128 | EHAMPDES | NYISO | 11 | 4.16 | 156 | 1372 | known
129129 | EHAMPTN | NYISO | 11 | 13.8 | 156 | 1372 | known
129130 | EHMPDVAR | NYISO | 11 | 0.5 | 156 | 1372 | known
129868 | EHAMP | NYISO | 11 | 69 | 156 | 1372 | known |  | 40.9641 | -72.1961
130043 | E.HAMP | NYISO | 11 | 23 | 156 | 1372 | known
129136 | MNTK_DES | NYISO | 11 | 4.16 | 156 | 1373 | unknown
130046 | MONTAUK | NYISO | 11 | 23 | 156 | 1373 | unknown
129139 | SHAMP_GT | NYISO | 11 | 13.8 | 156 | 1374 | unknown | [8 empty] | 1372
129140 | SHAMP2 | NYISO | 11 | 13.8 | 156 | 1374 | unknown | [8 empty] | 1372
129884 | SOHMPTN | NYISO | 11 | 69 | 156 | 1374 | unknown | [8 empty] | 1372
129885 | SOHMPTN2 | NYISO | 11 | 69 | 156 | 1374 | unknown | [8 empty] | 1372
129233 | VLY STRM | NYISO | 11 | 138 | 156 | 1375 | known |  | 40.6658 | -73.6846
129234 | VLY STRM2 | NYISO | 11 | 138 | 156 | 1375 | known |  | 40.6658 | -73.6846
129235 | V STRM P | NYISO | 11 | 138 | 156 | 1375 | known |  | 40.6658 | -73.6846
129527 | VLYSTRM1 | NYISO | 11 | 69 | 156 | 1375 | known |  | 40.6658 | -73.6846
129528 | VLYSTRM2 | NYISO | 11 | 69 | 156 | 1375 | known
129529 | VS_3_NEW | NYISO | 11 | 69 | 156 | 1375 | known
129930 | VLYSTRM1 | NYISO | 11 | 34.5 | 156 | 1375 | known
129931 | VLYSTRM2 | NYISO | 11 | 34.5 | 156 | 1375 | known
129247 | L SUCS | NYISO | 11 | 138 | 156 | 1376 | known |  | 40.7531 | -73.7011
129248 | L SUCS2 | NYISO | 11 | 138 | 156 | 1376 | known |  | 40.7531 | -73.7011
129249 | L SUCSPH | NYISO | 11 | 138 | 156 | 1376 | known |  | 40.7531 | -73.7011
129543 | LKE SCSS | NYISO | 11 | 69 | 156 | 1376 | known |  | 40.7531 | -73.7011
129958 | L SUCS | NYISO | 11 | 34.5 | 156 | 1376 | known
129283 | GLNWD SO | NYISO | 11 | 138 | 156 | 1377 | unknown |  |  |  | 40.8285 | -73.6467 | 1339 | 40.8285 | -73.6467 | 1339
129585 | GLWND TAP | NYISO | 11 | 69 | 156 | 1377 | unknown |  |  |  | 40.8285 | -73.6467 | 1339 | 40.8285 | -73.6467 | 1339
129588 | GLNWD SO | NYISO | 11 | 69 | 156 | 1377 | unknown |  |  |  | 40.8285 | -73.6467 | 1339 | 40.8285 | -73.6467 | 1339
129315 | SYOSSET | NYISO | 11 | 138 | 156 | 1378 | unknown | [6 empty] | 40.8768 | -73.3395 | 1379
129650 | SYOSSET | NYISO | 11 | 69 | 156 | 1378 | unknown | [6 empty] | 40.8768 | -73.3395 | 1379
129328 | ELWOOD 1 | NYISO | 11 | 138 | 156 | 1379 | known |  | 40.8768 | -73.3395
129329 | ELWOOD 2 | NYISO | 11 | 138 | 156 | 1379 | known |  | 40.8768 | -73.3395
129671 | ELWOOD | NYISO | 11 | 69 | 156 | 1379 | known
129333 | GRENLAWN | NYISO | 11 | 138 | 156 | 1380 | unknown |  |  |  | 40.8768 | -73.3395 | 1379 | 40.8768 | -73.3395 | 1379
129676 | GRENLAWN2 | NYISO | 11 | 69 | 156 | 1380 | unknown |  |  |  | 40.8768 | -73.3395 | 1379 | 40.8768 | -73.3395 | 1379
129677 | GRENLAWN | NYISO | 11 | 69 | 156 | 1380 | unknown |  |  |  | 40.8768 | -73.3395 | 1379 | 40.8768 | -73.3395 | 1379
130011 | GRNLWN1 | NYISO | 11 | 23 | 156 | 1380 | unknown |  |  |  | 40.8768 | -73.3395 | 1379 | 40.8768 | -73.3395 | 1379
130012 | GRNLWN2 | NYISO | 11 | 23 | 156 | 1380 | unknown |  |  |  | 40.8768 | -73.3395 | 1379 | 40.8768 | -73.3395 | 1379
129355 | PILGRIM | NYISO | 11 | 138 | 156 | 1381 | known |  | 40.8293 | -73.2875
129356 | PILGRM P | NYISO | 11 | 138 | 156 | 1381 | known |  | 40.8293 | -73.2875
129685 | PILGRM1 | NYISO | 11 | 69 | 156 | 1381 | known |  | 40.8291 | -73.2876
129686 | PILGRM2 | NYISO | 11 | 69 | 156 | 1381 | known |  | 40.8291 | -73.2876
129361 | RULND RD | NYISO | 11 | 138 | 156 | 1382 | known |  | 40.7625 | -73.4181
129692 | RULND RD | NYISO | 11 | 69 | 156 | 1382 | known |  | 40.7617 | -73.4181
129693 | RULAND RD2 | NYISO | 11 | 69 | 156 | 1382 | known
129393 | C.ISLIP | NYISO | 11 | 138 | 156 | 1383 | unknown
129731 | C.ISLIP | NYISO | 11 | 69 | 156 | 1383 | unknown
129403 | STERLING | NYISO | 11 | 138 | 156 | 1384 | unknown |  |  |  | 40.7625 | -73.4181 | 1382 | 40.7625 | -73.4181 | 1382
129765 | STERLING | NYISO | 11 | 69 | 156 | 1384 | unknown |  |  |  | 40.7625 | -73.4181 | 1382 | 40.7625 | -73.4181 | 1382
129413 | BRKHVEN1 | NYISO | 11 | 138 | 156 | 1385 | unknown |  |  |  | 40.8195 | -72.9387 | 12379 | 40.8195 | -72.9387 | 12379
129414 | BRKHVEN2 | NYISO | 11 | 138 | 156 | 1385 | unknown |  |  |  | 40.8195 | -72.9387 | 12379 | 40.8195 | -72.9387 | 12379
129415 | BRKHVEN3 | NYISO | 11 | 138 | 156 | 1385 | unknown |  |  |  | 40.8195 | -72.9387 | 12379 | 40.8195 | -72.9387 | 12379
129416 | BRKHVEN4 | NYISO | 11 | 138 | 156 | 1385 | unknown |  |  |  | 40.8195 | -72.9387 | 12379 | 40.8195 | -72.9387 | 12379
129790 | BRKHAVEN1 | NYISO | 11 | 69 | 156 | 1385 | unknown |  |  |  | 40.8195 | -72.9387 | 12379 | 40.8195 | -72.9387 | 12379
129791 | BRKHAVEN2 | NYISO | 11 | 69 | 156 | 1385 | unknown |  |  |  | 40.8195 | -72.9387 | 12379 | 40.8195 | -72.9387 | 12379
129443 | NYPAHOLT | NYISO | 11 | 138 | 156 | 1386 | unknown | [5 empty] | 1360 |  |  | 1360
147821 | NYPA108 | NYISO | 11 | 13.8 | 171 | 1386 | unknown | [5 empty] | 1360 |  |  | 1360
147822 | NYPA56 | NYISO | 11 | 13.8 | 171 | 1386 | unknown | [5 empty] | 1360 |  |  | 1360
129475 | WILDWOOD | NYISO | 11 | 138 | 156 | 1387 | unknown | [6 empty] | 40.8195 | -72.9387 | 12379
129476 | 8DV_PRI | NYISO | 11 | 138 | 156 | 1387 | unknown | [6 empty] | 40.8195 | -72.9387 | 12379
129846 | WILDWOOD | NYISO | 11 | 69 | 156 | 1387 | unknown | [6 empty] | 40.8195 | -72.9387 | 12379
129493 | RVRHD | NYISO | 11 | 138 | 156 | 1388 | unknown | [6 empty] | 40.8195 | -72.9387 | 12379
129877 | RIV 1 | NYISO | 11 | 69 | 156 | 1388 | unknown | [6 empty] | 40.8195 | -72.9387 | 12379
129878 | RIV2 | NYISO | 11 | 69 | 156 | 1388 | unknown | [6 empty] | 40.8195 | -72.9387 | 12379
129879 | RIV 3 | NYISO | 11 | 69 | 156 | 1388 | unknown | [6 empty] | 40.8195 | -72.9387 | 12379
129880 | RIV 4 | NYISO | 11 | 69 | 156 | 1388 | unknown | [6 empty] | 40.8195 | -72.9387 | 12379
129561 | W.HEMP 1 | NYISO | 11 | 69 | 156 | 1389 | unknown
130003 | W.HEMP | NYISO | 11 | 23 | 156 | 1389 | unknown
129565 | WHITESDE | NYISO | 11 | 69 | 156 | 1390 | unknown |  |  |  | 40.6658 | -73.6846 | 1375 | 40.6658 | -73.6846 | 1375
129960 | WHITESDE | NYISO | 11 | 34.5 | 156 | 1390 | unknown |  |  |  | 40.6658 | -73.6846 | 1375 | 40.6658 | -73.6846 | 1375
129617 | BELMR 1 | NYISO | 11 | 69 | 156 | 1391 | unknown |  |  |  | 40.7601 | -73.5357 | 1340 | 40.7601 | -73.5357 | 1340
129619 | BELMR 2 | NYISO | 11 | 69 | 156 | 1391 | unknown |  |  |  | 40.7601 | -73.5357 | 1340 | 40.7601 | -73.5357 | 1340
129991 | BELMR | NYISO | 11 | 34.5 | 156 | 1391 | unknown |  |  |  | 40.7601 | -73.5357 | 1340 | 40.7601 | -73.5357 | 1340
129717 | BAYPORT | NYISO | 11 | 69 | 156 | 1392 | unknown | [8 empty] | 1360
130019 | BAYPORT | NYISO | 11 | 23 | 156 | 1392 | unknown | [8 empty] | 1360
129723 | BRGHTWTR | NYISO | 11 | 69 | 156 | 1393 | unknown | [6 empty] | 40.8293 | -73.2875 | 1381
130020 | BRTWTRS | NYISO | 11 | 23 | 156 | 1393 | unknown | [6 empty] | 40.8293 | -73.2875 | 1381
129777 | WATSON | NYISO | 11 | 69 | 156 | 1394 | unknown
130026 | WATSON | NYISO | 11 | 23 | 156 | 1394 | unknown
129796 | EASTPORT | NYISO | 11 | 69 | 156 | 1395 | unknown
130029 | EASTPORT | NYISO | 11 | 23 | 156 | 1395 | unknown
129821 | N.BELLPT | NYISO | 11 | 69 | 156 | 1396 | unknown
130031 | N.BELLPT | NYISO | 11 | 23 | 156 | 1396 | unknown
129924 | RCKBCH1 | NYISO | 11 | 34.5 | 156 | 1397 | unknown | [6 empty] | 40.6658 | -73.6846 | 1375
129925 | RCKBCH2 | NYISO | 11 | 34.5 | 156 | 1397 | unknown | [6 empty] | 40.6658 | -73.6846 | 1375
130500 | RCKBCH1 | NYISO | 11 | 13.8 | 156 | 1397 | unknown | [6 empty] | 40.6658 | -73.6846 | 1375
130501 | RCKBCH2 | NYISO | 11 | 13.8 | 156 | 1397 | unknown | [6 empty] | 40.6658 | -73.6846 | 1375
130609 | Q649_PSU1 | NYISO | 11 | 69 | 156 | 1398 | unknown
130610 | Q649_GSUCOL1 | NYISO | 11 | 13.8 | 156 | 1398 | unknown
130611 | Q649_GSU1 | NYISO | 11 | 13.8 | 156 | 1399 | unknown
130615 | Q649_G1 | NYISO | 11 | 0.37 | 156 | 1399 | unknown
130612 | Q649_GSU2 | NYISO | 11 | 13.8 | 156 | 1400 | unknown
130616 | Q649_G2 | NYISO | 11 | 0.37 | 156 | 1400 | unknown
130613 | Q649_GSU3 | NYISO | 11 | 13.8 | 156 | 1401 | unknown
130617 | Q649_G3 | NYISO | 11 | 0.37 | 156 | 1401 | unknown
130614 | Q649_GSU4 | NYISO | 11 | 13.8 | 156 | 1402 | unknown
130618 | Q649_G4 | NYISO | 11 | 0.37 | 156 | 1402 | unknown
130621 | Q650_PSU1 | NYISO | 11 | 69 | 156 | 1403 | unknown
130622 | Q650_GSUCOL1 | NYISO | 11 | 13.8 | 156 | 1403 | unknown
130623 | Q650_GSU1 | NYISO | 11 | 13.8 | 156 | 1404 | unknown
130628 | Q650_G1 | NYISO | 11 | 0.37 | 156 | 1404 | unknown
130624 | Q650_GSU2 | NYISO | 11 | 13.8 | 156 | 1405 | unknown
130629 | Q650_G2 | NYISO | 11 | 0.37 | 156 | 1405 | unknown
130625 | Q650_GSU3 | NYISO | 11 | 13.8 | 156 | 1406 | unknown
130630 | Q650_G3 | NYISO | 11 | 0.37 | 156 | 1406 | unknown
130626 | Q650_GSU4 | NYISO | 11 | 13.8 | 156 | 1407 | unknown
130748 | Q650_G4 | NYISO | 11 | 0.37 | 156 | 1407 | unknown
130627 | Q650_GSU5 | NYISO | 11 | 13.8 | 156 | 1408 | unknown
130749 | Q650_G5 | NYISO | 11 | 0.37 | 156 | 1408 | unknown
130631 | BP SOLAR | NYISO | 11 | 69 | 156 | 1409 | unknown | [6 empty] | 40.8195 | -72.9387 | 12379
130632 | BP SOLAR | NYISO | 11 | 13.8 | 156 | 1409 | unknown | [6 empty] | 40.8195 | -72.9387 | 12379
130653 | Q649_G5 | NYISO | 11 | 0.37 | 156 | 1410 | unknown
130654 | Q649_GSU5 | NYISO | 11 | 13.8 | 156 | 1410 | unknown
130655 | Q650_G6 | NYISO | 11 | 0.37 | 156 | 1411 | unknown
130657 | Q650_GSU6 | NYISO | 11 | 13.8 | 156 | 1411 | unknown
130656 | Q650_G7 | NYISO | 11 | 0.37 | 156 | 1412 | unknown
130658 | Q650_GSU7 | NYISO | 11 | 13.8 | 156 | 1412 | unknown
130662 | Q678_GEN | NYISO | 11 | 0.66 | 156 | 1413 | unknown
130663 | Q678_GSU | NYISO | 11 | 34.5 | 156 | 1413 | unknown
129845 | 8CS COOPER S | NYISO | 11 | 69 | 156 | 1414 | unknown
130668 | COOPER ST HV | NYISO | 11 | 69 | 156 | 1414 | unknown
130669 | 8XU COOPER S | NYISO | 11 | 34.5 | 156 | 1414 | unknown
130670 | COOPER STGSU | NYISO | 11 | 34.5 | 156 | 1415 | unknown
130671 | COOPER ST-PV | NYISO | 11 | 0.55 | 156 | 1415 | unknown
130672 | RIVHEAD_G1 | NYISO | 11 | 0.42 | 156 | 1416 | unknown
130673 | RIVHEAD_34.5 | NYISO | 11 | 34.5 | 156 | 1416 | unknown
130674 | RIVHEAD_COLL | NYISO | 11 | 34.5 | 156 | 1417 | unknown
130675 | RIVHEAD_PSU | NYISO | 11 | 138 | 156 | 1417 | unknown
130717 | Q535_PSU | NYISO | 11 | 34.5 | 156 | 1417 | unknown
130718 | Q535_POI | NYISO | 11 | 138 | 156 | 1417 | unknown
130714 | Q535_GEN | NYISO | 11 | 0.6 | 156 | 1418 | unknown
130715 | Q535_34.5 | NYISO | 11 | 34.5 | 156 | 1418 | unknown
130725 | Q695_POI | NYISO | 11 | 69 | 156 | 1419 | unknown | [5 empty] | 1372 |  |  | 1372
130726 | Q695_PSU | NYISO | 11 | 138 | 156 | 1419 | unknown | [5 empty] | 1372 |  |  | 1372
130728 | Q695_CABL1 | NYISO | 11 | 138 | 156 | 1420 | unknown
130729 | Q695_COLL | NYISO | 11 | 34.5 | 156 | 1420 | unknown
130730 | Q612_GSU1 | NYISO | 11 | 34.5 | 156 | 1421 | unknown
130735 | Q612_G1 | NYISO | 11 | 0.9 | 156 | 1421 | unknown
130731 | Q612_GSU2 | NYISO | 11 | 34.5 | 156 | 1422 | unknown
130736 | Q612_G2 | NYISO | 11 | 0.9 | 156 | 1422 | unknown
130732 | Q612_GSU3 | NYISO | 11 | 34.5 | 156 | 1423 | unknown
130737 | Q612_G3 | NYISO | 11 | 0.9 | 156 | 1423 | unknown
130733 | Q695_GSU4 | NYISO | 11 | 34.5 | 156 | 1424 | unknown
130738 | Q695_G4 | NYISO | 11 | 0.9 | 156 | 1424 | unknown
130750 | COOPC345 | NYISO | 5 | 345 | 151 | 1425 | known |  | 41.6692 | -74.7609
130790 | COOPC115 | NYISO | 5 | 115 | 151 | 1425 | known
131570 | COOP COR | NYISO | 5 | 34.5 | 151 | 1425 | known
130752 | FRASVC18 | NYISO | 5 | 18.2 | 151 | 1426 | known
130753 | FRASR345 | NYISO | 5 | 345 | 151 | 1426 | known |  | 42.2574 | -74.9949
130805 | FRASR115 | NYISO | 5 | 115 | 151 | 1426 | known
131864 | FRASER46-2 | NYISO | 5 | 46 | 151 | 1426 | known
132001 | FRASER46-1 | NYISO | 5 | 46 | 151 | 1426 | known
134791 | FRASR CAP | NYISO | 5 | 345 | 151 | 1426 | known
135204 | FRACCSC | NYISO | 5 | 345 | 151 | 1426 | known
135205 | FRAEDCSC | NYISO | 5 | 345 | 151 | 1426 | known
1000070 | STR_PT_XF_70 | NYISO | 5 | 1 | 151 | 1426 | known
1000071 | STR_PT_XF_71 | NYISO | 5 | 1 | 151 | 1426 | known
130754 | SOMERSET345 | NYISO | 1 | 345 | 149 | 1427 | known |  | 43.3487 | -78.5578
130873 | SOMERSET24 | NYISO | 1 | 24 | 149 | 1427 | known
130756 | STOLE345 | NYISO | 1 | 345 | 149 | 1428 | known |  | 41.697 | -74.8787
130857 | STOLE115 | NYISO | 1 | 115 | 149 | 1428 | known
131535 | STOLLE34 | NYISO | 1 | 34.5 | 149 | 1428 | known
135001 | Q545A_ESTSTO | NYISO | 1 | 345 | 149 | 1428 | known |  | 41.697 | -74.8787
130757 | WATRC345 | NYISO | 3 | 345 | 150 | 1429 | known |  | 42.1084 | -76.7713
130768 | WATRC230 | NYISO | 3 | 230 | 150 | 1429 | known
126305 | WOOD A | NYISO | 8 | 345 | 174 | 1430 | known |  | 41.3538 | -73.794
126306 | WOOD B | NYISO | 8 | 345 | 174 | 1430 | known |  | 41.3538 | -73.794
126319 | WOOD C | NYISO | 8 | 345 | 167 | 1430 | known |  | 41.3538 | -73.794
130758 | WOODA345 | NYISO | 8 | 345 | 174 | 1430 | known
130759 | WOODB345 | NYISO | 8 | 345 | 174 | 1430 | known
130865 | WOODS115 | NYISO | 8 | 115 | 174 | 1430 | known
130877 | WOODC345 | NYISO | 8 | 345 | 174 | 1430 | known
130760 | MADISONC | NYISO | 5 | 0.69 | 151 | 1431 | unknown
130769 | MADISN24 | NYISO | 5 | 24.9 | 151 | 1431 | unknown
130771 | MADISONT | NYISO | 5 | 115 | 151 | 1431 | unknown
130763 | HILSD230 | NYISO | 3 | 230 | 150 | 1432 | known |  | 42.0098 | -76.6234
130814 | HILSD115 | NYISO | 3 | 115 | 150 | 1432 | known |  | 42.0098 | -76.6234
130876 | HILSD230L69 | NYISO | 3 | 230 | 150 | 1432 | known |  | 42.0098 | -76.6234
131194 | HILSD 34 | NYISO | 3 | 34.5 | 150 | 1432 | known |  | 42.1023 | -76.7939
132004 | PAR | NYISO | 3 | 230 | 150 | 1432 | known |  | 42.1023 | -76.7939
1000078 | STR_PT_XF_78 | NYISO | 3 | 1 | 150 | 1432 | known
1000081 | STR_PT_XF_81 | NYISO | 3 | 1 | 150 | 1432 | known
130755 | OAKDL345 | NYISO | 3 | 345 | 150 | 1433 | known |  | 42.1366 | -75.9822
130765 | OAKDL230 | NYISO | 3 | 230 | 150 | 1433 | known
130838 | OAKDL115 | NYISO | 3 | 115 | 150 | 1433 | known
131075 | OAKDAL34 | NYISO | 3 | 34.5 | 150 | 1433 | known
1000072 | STR_PT_XF_72 | NYISO | 3 | 1 | 150 | 1433 | known
1000073 | STR_PT_XF_73 | NYISO | 3 | 1 | 150 | 1433 | known
1000074 | STR_PT_XF_74 | NYISO | 3 | 1 | 150 | 1433 | known
130770 | SHLDN230 | NYISO | 3 | 230 | 150 | 1434 | known |  | 42.7643 | -78.4202
130808 | SHLDN34 | NYISO | 3 | 34.5 | 150 | 1434 | known
130837 | SHLDN_1C | NYISO | 3 | 34.5 | 150 | 1434 | known
130841 | SHLDN_GE_G1 | NYISO | 3 | 0.575 | 150 | 1434 | known
130773 | BARTN115 | NYISO | 6 | 115 | 165 | 1435 | unknown
131764 | BARTON46 | NYISO | 6 | 46 | 165 | 1435 | unknown
130774 | BATH 115 | NYISO | 3 | 115 | 150 | 1436 | unknown | [6 empty] | 42.3071 | -77.6568 | 1524
131171 | BATH3 34 | NYISO | 3 | 34.5 | 150 | 1436 | unknown | [6 empty] | 42.3071 | -77.6568 | 1524
130775 | BIGTR115 | NYISO | 1 | 115 | 149 | 1437 | unknown | [8 empty] | 1657
131478 | BGTREE34 | NYISO | 1 | 34.5 | 149 | 1437 | unknown | [8 empty] | 1657
130776 | BORDR115 | NYISO | 3 | 115 | 150 | 1438 | unknown | [6 empty] | 43.0555 | -77.3842 | 1987
131261 | BORDER34 | NYISO | 3 | 34.5 | 150 | 1438 | unknown | [6 empty] | 43.0555 | -77.3842 | 1987
130778 | BROTH115 | NYISO | 5 | 115 | 151 | 1439 | unknown
131674 | BROTH TP | NYISO | 5 | 46 | 151 | 1439 | unknown
131675 | BROTHR46 | NYISO | 5 | 46 | 151 | 1439 | unknown
131739 | BROTHR34 | NYISO | 5 | 34.5 | 151 | 1439 | unknown
130779 | C.LIN115 | NYISO | 5 | 115 | 151 | 1440 | unknown
131676 | C.LINE46 | NYISO | 5 | 46 | 151 | 1440 | unknown
130780 | CANDO115 | NYISO | 3 | 115 | 150 | 1441 | unknown
131408 | CANDOR34 | NYISO | 3 | 34.5 | 150 | 1441 | unknown
130781 | CARML115 | NYISO | 8 | 115 | 174 | 1442 | unknown |  |  |  | 41.3538 | -73.794 | 1430 | 41.3538 | -73.794 | 1430
131132 | CARMEL46 | NYISO | 8 | 46 | 174 | 1442 | unknown |  |  |  | 41.3538 | -73.794 | 1430 | 41.3538 | -73.794 | 1430
130782 | CATON115 | NYISO | 3 | 115 | 150 | 1443 | unknown |  |  |  | 42.0098 | -76.6234 | 1432 | 42.0098 | -76.6234 | 1432
131178 | CATON 34 | NYISO | 3 | 34.5 | 150 | 1443 | unknown |  |  |  | 42.0098 | -76.6234 | 1432 | 42.0098 | -76.6234 | 1432
130783 | CHATG115 | NYISO | 4 | 115 | 163 | 1444 | unknown | [8 empty] | 1966
131813 | CHATGY34 | NYISO | 4 | 34.5 | 163 | 1444 | unknown | [8 empty] | 1966
130786 | COBHL115 | NYISO | 1 | 115 | 149 | 1445 | unknown | [8 empty] | 1657
131490 | COBHIL34 | NYISO | 1 | 34.5 | 149 | 1445 | unknown | [8 empty] | 1657
135598 | COBHL151 | NYISO | 1 | 115 | 145 | 1445 | unknown | [8 empty] | 1657
135599 | COBHL152 | NYISO | 1 | 115 | 145 | 1445 | unknown | [8 empty] | 1657
130787 | CODNT115 | NYISO | 3 | 115 | 150 | 1446 | unknown | [6 empty] | 42.6796 | -76.948 | 1517
131412 | CODNGTN2 | NYISO | 3 | 34.5 | 150 | 1446 | unknown | [6 empty] | 42.6796 | -76.948 | 1517
131413 | CODNGTN3 | NYISO | 3 | 34.5 | 150 | 1446 | unknown | [6 empty] | 42.6796 | -76.948 | 1517
130788 | COLDS115 | NYISO | 1 | 115 | 149 | 1447 | unknown
131324 | COLD SPR | NYISO | 1 | 34.5 | 149 | 1447 | unknown
130789 | COLER115 | NYISO | 5 | 115 | 151 | 1448 | unknown
131667 | GOODYR $ | NYISO | 5 | 46 | 151 | 1448 | unknown
131677 | COLER146 | NYISO | 5 | 46 | 151 | 1448 | unknown
131678 | COLER246 | NYISO | 5 | 46 | 151 | 1448 | unknown
130793 | CRARY115 | NYISO | 6 | 115 | 165 | 1449 | unknown
130946 | CRARYV34 | NYISO | 6 | 34.5 | 165 | 1449 | unknown
135080 | Q644_PSU1 | NYISO | 6 | 115 | 165 | 1449 | unknown
135081 | Q644_COL1 | NYISO | 6 | 34.5 | 165 | 1449 | unknown
135128 | Q644TERTIARY | NYISO | 6 | 13.8 | 165 | 1449 | unknown
1000083 | STR_PT_XF_83 | NYISO | 6 | 1 | 165 | 1449 | unknown
130795 | DEPEW115 | NYISO | 1 | 115 | 149 | 1450 | unknown
131494 | DEPEW 34 | NYISO | 1 | 34.5 | 149 | 1450 | unknown
135439 | TUNGSTEN | NYISO | 1 | 115 | 145 | 1450 | unknown
130796 | E.NOR115 | NYISO | 5 | 115 | 151 | 1451 | unknown
131685 | E.NORW46 | NYISO | 5 | 46 | 151 | 1451 | unknown
131740 | E.NORW34 | NYISO | 5 | 34.5 | 151 | 1451 | unknown
130798 | EELPO115 | NYISO | 3 | 115 | 150 | 1452 | unknown | [6 empty] | 42.4396 | -77.5301 | 10794
131358 | EELPOT34 | NYISO | 3 | 34.5 | 150 | 1452 | unknown | [6 empty] | 42.4396 | -77.5301 | 10794
130799 | ERIE 115 | NYISO | 1 | 115 | 149 | 1453 | unknown | [6 empty] | 41.697 | -74.8787 | 1428
131500 | ERIEST34 | NYISO | 1 | 34.5 | 149 | 1453 | unknown | [6 empty] | 41.697 | -74.8787 | 1428
130800 | ETNA 115 | NYISO | 3 | 115 | 150 | 1454 | unknown | [5 empty] | 1470 |  |  | 1470
131419 | ETNA 134 | NYISO | 3 | 34.5 | 150 | 1454 | unknown | [5 empty] | 1470 |  |  | 1470
131420 | ETNA 234 | NYISO | 3 | 34.5 | 150 | 1454 | unknown | [5 empty] | 1470 |  |  | 1470
130801 | PAVMT115 | NYISO | 1 | 115 | 149 | 1455 | unknown |  |  |  | 41.697 | -74.8787 | 1428 | 41.697 | -74.8787 | 1428
131544 | PAVMT 34 | NYISO | 1 | 34.5 | 149 | 1455 | unknown |  |  |  | 41.697 | -74.8787 | 1428 | 41.697 | -74.8787 | 1428
130802 | FLATR115 | NYISO | 4 | 115 | 163 | 1456 | unknown
131774 | FLATRO46 | NYISO | 4 | 46 | 163 | 1456 | unknown
131814 | FLATR 34 | NYISO | 4 | 34.5 | 163 | 1456 | unknown
130803 | FLATS115 | NYISO | 3 | 115 | 150 | 1457 | unknown |  |  |  | 42.6796 | -76.948 | 1517 | 42.6796 | -76.948 | 1517
131259 | FLAT ST2 | NYISO | 3 | 34.5 | 150 | 1457 | unknown |  |  |  | 42.6796 | -76.948 | 1517 | 42.6796 | -76.948 | 1517
130809 | HALEY115 | NYISO | 3 | 115 | 150 | 1458 | unknown |  |  |  | 42.6796 | -76.948 | 1517 | 42.6796 | -76.948 | 1517
131266 | HALEY 34 | NYISO | 3 | 34.5 | 150 | 1458 | unknown |  |  |  | 42.6796 | -76.948 | 1517 | 42.6796 | -76.948 | 1517
130810 | HALOC115 | NYISO | 4 | 115 | 163 | 1459 | unknown
131775 | HALLOC46 | NYISO | 4 | 46 | 163 | 1459 | unknown
130811 | HAMLT115 | NYISO | 3 | 115 | 150 | 1460 | unknown |  |  |  | 42.9725 | -76.1181 | 1693 | 42.9725 | -76.1181 | 1693
130904 | HAMLTN34 | NYISO | 3 | 34.5 | 150 | 1460 | unknown |  |  |  | 42.9725 | -76.1181 | 1693 | 42.9725 | -76.1181 | 1693
130812 | HAZEL115 | NYISO | 5 | 115 | 151 | 1461 | unknown | [6 empty] | 41.6692 | -74.7609 | 1425
131575 | HAZEL 34 | NYISO | 5 | 34.5 | 151 | 1461 | unknown | [6 empty] | 41.6692 | -74.7609 | 1425
130813 | HICK 115 | NYISO | 3 | 115 | 150 | 1462 | unknown | [6 empty] | 42.0098 | -76.6234 | 1432
131191 | HICK 34 | NYISO | 3 | 34.5 | 150 | 1462 | unknown | [6 empty] | 42.0098 | -76.6234 | 1432
131235 | HICK 1G | NYISO | 3 | 13.8 | 150 | 1462 | unknown | [6 empty] | 42.0098 | -76.6234 | 1432
131236 | HICK 1M | NYISO | 3 | 13.8 | 150 | 1462 | unknown | [6 empty] | 42.0098 | -76.6234 | 1432
131237 | HICK 2G | NYISO | 3 | 13.8 | 150 | 1462 | unknown | [6 empty] | 42.0098 | -76.6234 | 1432
131238 | HICK 2M | NYISO | 3 | 13.8 | 150 | 1462 | unknown | [6 empty] | 42.0098 | -76.6234 | 1432
130815 | HINMN115 | NYISO | 1 | 115 | 149 | 1463 | unknown | [8 empty] | 1657
131623 | HINMAN34 | NYISO | 1 | 34.5 | 149 | 1463 | unknown | [8 empty] | 1657
135452 | LOCKPORT | NYISO | 1 | 115 | 145 | 1463 | unknown | [8 empty] | 1657
135818 | HYDLRACE | NYISO | 1 | 12 | 145 | 1463 | unknown | [8 empty] | 1657
130816 | HYATT115 | NYISO | 3 | 115 | 150 | 1464 | unknown |  |  |  | 42.9725 | -76.1181 | 1693 | 42.9725 | -76.1181 | 1693
131269 | HYATT 34 | NYISO | 3 | 34.5 | 150 | 1464 | unknown |  |  |  | 42.9725 | -76.1181 | 1693 | 42.9725 | -76.1181 | 1693
130817 | JENN 115 | NYISO | 5 | 115 | 151 | 1465 | unknown | [6 empty] | 42.1366 | -75.9822 | 1433
131696 | JENN 46 | NYISO | 5 | 46 | 151 | 1465 | unknown | [6 empty] | 42.1366 | -75.9822 | 1433
130819 | KATEL115 | NYISO | 3 | 115 | 150 | 1466 | unknown |  |  |  | 42.1366 | -75.9822 | 1433 | 42.1366 | -75.9822 | 1433
131059 | KATELV34 | NYISO | 3 | 34.5 | 150 | 1466 | unknown |  |  |  | 42.1366 | -75.9822 | 1433 | 42.1366 | -75.9822 | 1433
131838 | KATEL TP | NYISO | 3 | 34.5 | 150 | 1466 | unknown |  |  |  | 42.1366 | -75.9822 | 1433 | 42.1366 | -75.9822 | 1433
130820 | KATON115 | NYISO | 8 | 115 | 174 | 1467 | unknown |  |  |  | 41.3538 | -73.794 | 1430 | 41.3538 | -73.794 | 1430
131140 | KATONA46 | NYISO | 8 | 46 | 174 | 1467 | unknown |  |  |  | 41.3538 | -73.794 | 1430 | 41.3538 | -73.794 | 1430
130821 | KENTS115 | NYISO | 4 | 115 | 163 | 1468 | unknown | [8 empty] | 10800
131786 | KENTSF46 | NYISO | 4 | 46 | 163 | 1468 | unknown | [8 empty] | 10800
134793 | CLINTON | NYISO | 4 | 46 | 163 | 1468 | unknown | [8 empty] | 10800
147935 | SARANAC | NYISO | 4 | 115 | 158 | 1468 | unknown | [8 empty] | 10800
130822 | KLINE115 | NYISO | 6 | 115 | 165 | 1469 | unknown
130957 | KLINKL34 | NYISO | 6 | 34.5 | 165 | 1469 | unknown
130824 | CLARKCRNS115 | NYISO | 3 | 115 | 150 | 1470 | known
131157 | CLARKCRNS | NYISO | 3 | 345 | 150 | 1470 | known |  | 42.6045 | -76.1498
130825 | LYONS115 | NYISO | 4 | 115 | 163 | 1471 | unknown | [8 empty] | 1966
131817 | LYONS 34 | NYISO | 4 | 34.5 | 163 | 1471 | unknown | [8 empty] | 1966
130764 | MEYER230 | NYISO | 3 | 230 | 150 | 1472 | unknown |  |  |  | 42.4396 | -77.5301 | 10794 | 42.4396 | -77.5301 | 10794
130826 | MEYER115 | NYISO | 3 | 115 | 150 | 1472 | unknown |  |  |  | 42.4396 | -77.5301 | 10794 | 42.4396 | -77.5301 | 10794
131376 | MEYER 34 | NYISO | 3 | 34.5 | 150 | 1472 | unknown |  |  |  | 42.4396 | -77.5301 | 10794 | 42.4396 | -77.5301 | 10794
1000079 | STR_PT_XF_79 | NYISO | 3 | 1 | 150 | 1472 | unknown |  |  |  | 42.4396 | -77.5301 | 10794 | 42.4396 | -77.5301 | 10794
130827 | CAYUGA | NYISO | 3 | 115 | 150 | 1473 | unknown | [8 empty] | 1470
131428 | CAYUGA 34 | NYISO | 3 | 34.5 | 150 | 1473 | unknown | [8 empty] | 1470
131461 | CAYUGA 2 | NYISO | 3 | 18 | 150 | 1473 | unknown | [8 empty] | 1470
131462 | CAYUGA 1 | NYISO | 3 | 13.8 | 150 | 1473 | unknown | [8 empty] | 1470
126706 | MOHNSC A | NYISO | 8 | 13.2 | 167 | 1474 | unknown
126707 | MOHNSC B | NYISO | 8 | 13.2 | 167 | 1474 | unknown
130828 | MOH A115 | NYISO | 8 | 115 | 174 | 1474 | unknown
130829 | MOH B115 | NYISO | 8 | 115 | 174 | 1474 | unknown
131158 | MOHNSC A | NYISO | 8 | 13.2 | 174 | 1474 | unknown
131159 | MOHNSC B | NYISO | 8 | 13.2 | 174 | 1474 | unknown
130830 | MONTR115 | NYISO | 3 | 115 | 150 | 1475 | unknown |  |  |  | 42.6796 | -76.948 | 1517 | 42.6796 | -76.948 | 1517
131201 | MONTR 34 | NYISO | 3 | 34.5 | 150 | 1475 | unknown |  |  |  | 42.6796 | -76.948 | 1517 | 42.6796 | -76.948 | 1517
130831 | MORAI115 | NYISO | 3 | 115 | 150 | 1476 | unknown |  |  |  | 42.3071 | -77.6568 | 1524 | 42.3071 | -77.6568 | 1524
131377 | MORAIN34 | NYISO | 3 | 34.5 | 150 | 1476 | unknown |  |  |  | 42.3071 | -77.6568 | 1524 | 42.3071 | -77.6568 | 1524
130832 | MORGN115 | NYISO | 3 | 115 | 150 | 1477 | unknown
131067 | MORGAN34 | NYISO | 3 | 34.5 | 150 | 1477 | unknown
130833 | MULBR115 | NYISO | 6 | 115 | 165 | 1478 | unknown
130983 | MULBR134 | NYISO | 6 | 34.5 | 165 | 1478 | unknown
130984 | MULBR234 | NYISO | 6 | 34.5 | 165 | 1478 | unknown
137855 | MLBRYTPN | NYISO | 6 | 115 | 148 | 1478 | unknown
137856 | MLBRYTPS | NYISO | 6 | 115 | 148 | 1478 | unknown
130834 | N.BRW115 | NYISO | 1 | 115 | 149 | 1479 | unknown
131519 | NBRDWY34 | NYISO | 1 | 34.5 | 149 | 1479 | unknown
130835 | N.END115 | NYISO | 3 | 115 | 150 | 1480 | unknown |  |  |  | 42.1366 | -75.9822 | 1433 | 42.1366 | -75.9822 | 1433
131070 | N.ENDIC1 | NYISO | 3 | 34.5 | 150 | 1480 | unknown |  |  |  | 42.1366 | -75.9822 | 1433 | 42.1366 | -75.9822 | 1433
131071 | N.ENDIC2 | NYISO | 3 | 34.5 | 150 | 1480 | unknown |  |  |  | 42.1366 | -75.9822 | 1433 | 42.1366 | -75.9822 | 1433
130842 | PAWLN115 | NYISO | 8 | 115 | 174 | 1481 | unknown
131144 | PAWLNG46 | NYISO | 8 | 46 | 174 | 1481 | unknown
130843 | RICHF115 | NYISO | 5 | 115 | 151 | 1482 | unknown
131715 | RICHFD46 | NYISO | 5 | 46 | 151 | 1482 | unknown
130844 | RIDGR115 | NYISO | 3 | 115 | 150 | 1483 | unknown |  |  |  | 42.0098 | -76.6234 | 1432 | 42.0098 | -76.6234 | 1432
131209 | RIDGR134 | NYISO | 3 | 34.5 | 150 | 1483 | unknown |  |  |  | 42.0098 | -76.6234 | 1432 | 42.0098 | -76.6234 | 1432
131210 | RIDGR234 | NYISO | 3 | 34.5 | 150 | 1483 | unknown |  |  |  | 42.0098 | -76.6234 | 1432 | 42.0098 | -76.6234 | 1432
130847 | ROLL 115 | NYISO | 1 | 115 | 149 | 1484 | unknown |  |  |  | 41.697 | -74.8787 | 1428 | 41.697 | -74.8787 | 1428
131528 | ROLLRD34 | NYISO | 1 | 34.5 | 149 | 1484 | unknown |  |  |  | 41.697 | -74.8787 | 1428 | 41.697 | -74.8787 | 1428
130848 | S.OWE115 | NYISO | 3 | 115 | 150 | 1485 | unknown |  |  |  | 42.1366 | -75.9822 | 1433 | 42.1366 | -75.9822 | 1433
131081 | S.OWEGO1 | NYISO | 3 | 34.5 | 150 | 1485 | unknown |  |  |  | 42.1366 | -75.9822 | 1433 | 42.1366 | -75.9822 | 1433
131082 | S.OWEGO2 | NYISO | 3 | 34.5 | 150 | 1485 | unknown |  |  |  | 42.1366 | -75.9822 | 1433 | 42.1366 | -75.9822 | 1433
134009 | Q828_POI | NYISO | 3 | 34.5 | 150 | 1485 | unknown |  |  |  | 42.1366 | -75.9822 | 1433 | 42.1366 | -75.9822 | 1433
130849 | N.SAL115 | NYISO | 6 | 115 | 165 | 1486 | unknown
130997 | NSALEM34 | NYISO | 6 | 34.5 | 165 | 1486 | unknown
130850 | SHORC115 | NYISO | 5 | 115 | 151 | 1487 | unknown |  |  |  | 41.6692 | -74.7609 | 1425 | 41.6692 | -74.7609 | 1425
131592 | SHORTCUT | NYISO | 5 | 34.5 | 151 | 1487 | unknown |  |  |  | 41.6692 | -74.7609 | 1425 | 41.6692 | -74.7609 | 1425
130852 | SIDNY115 | NYISO | 5 | 115 | 151 | 1488 | unknown
131723 | SIDNEY46 | NYISO | 5 | 46 | 151 | 1488 | unknown
130854 | A.LUD115 | NYISO | 1 | 115 | 149 | 1489 | unknown
131636 | A.LUDL M | NYISO | 1 | 34.5 | 149 | 1489 | unknown
131637 | A.LUDL34 | NYISO | 1 | 34.5 | 149 | 1489 | unknown
131651 | A.LUDL13 | NYISO | 1 | 13.8 | 149 | 1489 | unknown
130855 | STATE115 | NYISO | 3 | 115 | 150 | 1490 | unknown |  |  |  | 42.9725 | -76.1181 | 1693 | 42.9725 | -76.1181 | 1693
130919 | STATES34 | NYISO | 3 | 34.5 | 150 | 1490 | unknown |  |  |  | 42.9725 | -76.1181 | 1693 | 42.9725 | -76.1181 | 1693
134794 | STATEGEN | NYISO | 3 | 34.5 | 150 | 1490 | unknown |  |  |  | 42.9725 | -76.1181 | 1693 | 42.9725 | -76.1181 | 1693
130856 | STILV115 | NYISO | 5 | 115 | 151 | 1491 | unknown
131724 | STILV146 | NYISO | 5 | 46 | 151 | 1491 | unknown
131737 | STILV246 | NYISO | 5 | 46 | 151 | 1491 | unknown
130858 | GIRD115 | NYISO | 1 | 115 | 149 | 1492 | unknown |  |  |  | 41.697 | -74.8787 | 1428 | 41.697 | -74.8787 | 1428
131515 | GIRD34 | NYISO | 1 | 34.5 | 149 | 1492 | unknown |  |  |  | 41.697 | -74.8787 | 1428 | 41.697 | -74.8787 | 1428
130861 | S PERRY | NYISO | 3 | 230 | 150 | 1493 | unknown | [6 empty] | 42.4396 | -77.5301 | 10794
131345 | S.PER115 | NYISO | 3 | 115 | 150 | 1493 | unknown | [6 empty] | 42.4396 | -77.5301 | 10794
131381 | SPERRY34 | NYISO | 3 | 34.5 | 150 | 1493 | unknown | [6 empty] | 42.4396 | -77.5301 | 10794
149010 | STA 162 | NYISO | 2 | 115 | 153 | 1493 | unknown | [6 empty] | 42.4396 | -77.5301 | 10794
130862 | W.WDB115 | NYISO | 5 | 115 | 151 | 1494 | unknown | [6 empty] | 41.6692 | -74.7609 | 1425
131560 | W.WDBR69 | NYISO | 7 | 69 | 152 | 1494 | unknown | [6 empty] | 41.6692 | -74.7609 | 1425
131595 | WWOODB34 | NYISO | 5 | 34.5 | 151 | 1494 | unknown | [6 empty] | 41.6692 | -74.7609 | 1425
130863 | WILET115 | NYISO | 3 | 115 | 150 | 1495 | unknown | [8 empty] | 1470
131096 | WILLET34 | NYISO | 3 | 34.5 | 150 | 1495 | unknown | [8 empty] | 1470
135127 | Q768_COLL | NYISO | 3 | 34.5 | 150 | 1495 | unknown | [8 empty] | 1470
130867 | WYANT115 | NYISO | 6 | 115 | 165 | 1496 | unknown |  |  |  | 42.6727 | -73.6876 | 1795 | 42.6727 | -73.6876 | 1795
131010 | WYANTK34 | NYISO | 6 | 34.5 | 165 | 1496 | unknown |  |  |  | 42.6727 | -73.6876 | 1795 | 42.6727 | -73.6876 | 1795
130868 | CANDG_C93_G1 | NYISO | 3 | 0.69 | 150 | 1497 | unknown | [6 empty] | 42.4396 | -77.5301 | 10794
130869 | CANAD G1 | NYISO | 3 | 34.5 | 150 | 1497 | unknown | [6 empty] | 42.4396 | -77.5301 | 10794
130929 | CNDGII_C93_2 | NYISO | 3 | 0.69 | 150 | 1497 | unknown | [6 empty] | 42.4396 | -77.5301 | 10794
131340 | CANDG_C39_G2 | NYISO | 3 | 0.69 | 150 | 1497 | unknown | [6 empty] | 42.4396 | -77.5301 | 10794
131341 | CANDG_C39_G3 | NYISO | 3 | 0.69 | 150 | 1497 | unknown | [6 empty] | 42.4396 | -77.5301 | 10794
131375 | CNDGII_C93_3 | NYISO | 3 | 0.69 | 150 | 1497 | unknown | [6 empty] | 42.4396 | -77.5301 | 10794
130870 | CANADIAG | NYISO | 3 | 34.5 | 150 | 1498 | unknown |  |  |  | 42.4396 | -77.5301 | 10794 | 42.4396 | -77.5301 | 10794
130871 | CANADIAC | NYISO | 3 | 115 | 150 | 1498 | unknown |  |  |  | 42.4396 | -77.5301 | 10794 | 42.4396 | -77.5301 | 10794
130878 | CANDG_C93_G2 | NYISO | 3 | 0.69 | 150 | 1499 | unknown |  |  |  | 42.4396 | -77.5301 | 10794 | 42.4396 | -77.5301 | 10794
130879 | CNDGUA_C | NYISO | 3 | 34.5 | 150 | 1499 | unknown |  |  |  | 42.4396 | -77.5301 | 10794 | 42.4396 | -77.5301 | 10794
130928 | CNDGII_C93_1 | NYISO | 3 | 0.69 | 150 | 1499 | unknown |  |  |  | 42.4396 | -77.5301 | 10794 | 42.4396 | -77.5301 | 10794
130882 | WRIGH115 | NYISO | 3 | 115 | 150 | 1500 | unknown | [6 empty] | 42.9725 | -76.1181 | 1693
130883 | AUB HY $ | NYISO | 3 | 115 | 150 | 1500 | unknown | [6 empty] | 42.9725 | -76.1181 | 1693
130927 | WRIGHT34 | NYISO | 3 | 34.5 | 150 | 1500 | unknown | [6 empty] | 42.9725 | -76.1181 | 1693
130931 | STEPH115 | NYISO | 6 | 115 | 165 | 1501 | unknown | [6 empty] | 42.5963 | -73.7642 | 1818
131002 | STEPHT34 | NYISO | 6 | 34.5 | 165 | 1501 | unknown | [6 empty] | 42.5963 | -73.7642 | 1818
130945 | COMSTOCK | NYISO | 6 | 34.5 | 165 | 1502 | unknown
137878 | COMSTOCK | NYISO | 6 | 115 | 148 | 1502 | unknown
130953 | GRANVILE | NYISO | 6 | 34.5 | 165 | 1503 | unknown
131011 | GRAN REG | NYISO | 6 | 34.5 | 165 | 1503 | unknown
131012 | AFTON115 | NYISO | 5 | 115 | 151 | 1504 | unknown
131840 | AFTON 34 | NYISO | 5 | 34.5 | 151 | 1504 | unknown
131843 | AFTN REG | NYISO | 5 | 34.5 | 151 | 1504 | unknown
131014 | BINCO115 | NYISO | 3 | 115 | 150 | 1505 | unknown | [6 empty] | 42.1366 | -75.9822 | 1433
131103 | BINCO13$ | NYISO | 3 | 13.8 | 150 | 1505 | unknown | [6 empty] | 42.1366 | -75.9822 | 1433
131017 | LANGD115 | NYISO | 3 | 115 | 150 | 1506 | unknown | [6 empty] | 42.1366 | -75.9822 | 1433
131062 | LANGDN34 | NYISO | 3 | 34.5 | 150 | 1506 | unknown | [6 empty] | 42.1366 | -75.9822 | 1433
131019 | NSIDE115 | NYISO | 3 | 115 | 150 | 1507 | unknown |  |  |  | 42.1366 | -75.9822 | 1433 | 42.1366 | -75.9822 | 1433
131073 | NSIDE134 | NYISO | 3 | 34.5 | 150 | 1507 | unknown |  |  |  | 42.1366 | -75.9822 | 1433 | 42.1366 | -75.9822 | 1433
131074 | NSIDE234 | NYISO | 3 | 34.5 | 150 | 1507 | unknown |  |  |  | 42.1366 | -75.9822 | 1433 | 42.1366 | -75.9822 | 1433
131047 | GENG TAP | NYISO | 3 | 34.5 | 150 | 1508 | unknown
131050 | GENG REG | NYISO | 3 | 34.5 | 150 | 1508 | unknown
131056 | LOCKHD 1 | NYISO | 3 | 34.5 | 150 | 1509 | unknown | [6 empty] | 42.1366 | -75.9822 | 1433
131057 | LOCKHD 2 | NYISO | 3 | 34.5 | 150 | 1509 | unknown | [6 empty] | 42.1366 | -75.9822 | 1433
131107 | IBMOWE13 | NYISO | 3 | 13.09 | 150 | 1509 | unknown | [6 empty] | 42.1366 | -75.9822 | 1433
131110 | CROTN115 | NYISO | 8 | 115 | 174 | 1510 | unknown
131118 | CROTON $ | NYISO | 8 | 115 | 174 | 1510 | unknown
131135 | CROTON46 | NYISO | 8 | 46 | 174 | 1510 | unknown
131121 | AMENIA69 | NYISO | 8 | 69 | 174 | 1511 | unknown
131129 | AMENIA46 | NYISO | 8 | 46 | 174 | 1511 | unknown
131123 | WTHRSFLD | NYISO | 3 | 230 | 150 | 1512 | unknown
131124 | WTHRS34 | NYISO | 3 | 34.5 | 150 | 1512 | unknown
131125 | WTHRS_C | NYISO | 3 | 34.5 | 150 | 1513 | unknown
131126 | WTHRS_GE_G1 | NYISO | 3 | 0.575 | 150 | 1513 | unknown
131154 | STONY RIDGE | NYISO | 3 | 230 | 150 | 1514 | known |  | 42.2334 | -77.1983
131155 | STONY RIDGE | NYISO | 3 | 115 | 150 | 1514 | known
131164 | WERIE115 | NYISO | 3 | 115 | 150 | 1515 | unknown
131221 | WERIE134 | NYISO | 3 | 34.5 | 150 | 1515 | unknown
131222 | WERIE234 | NYISO | 3 | 34.5 | 150 | 1515 | unknown
131223 | WATKINS | NYISO | 3 | 34.5 | 150 | 1516 | unknown | [6 empty] | 42.6796 | -76.948 | 1517
131460 | WATK REG | NYISO | 3 | 34.5 | 150 | 1516 | unknown | [6 empty] | 42.6796 | -76.948 | 1517
131241 | GRNDG115 | NYISO | 3 | 115 | 150 | 1517 | known |  | 42.6796 | -76.948
131265 | GRNIDG34 | NYISO | 3 | 34.5 | 150 | 1517 | known
131313 | GRNIDG 3 | NYISO | 3 | 13.8 | 150 | 1517 | known
134862 | GREENIDGE | NYISO | 3 | 13.8 | 150 | 1517 | known
131242 | MACDN115 | NYISO | 3 | 115 | 150 | 1518 | unknown | [8 empty] | 2000
131246 | HI ACRE$ | NYISO | 3 | 34.5 | 150 | 1518 | unknown | [8 empty] | 2000
131308 | MACEDN34 | NYISO | 3 | 34.5 | 150 | 1518 | unknown | [8 empty] | 2000
131243 | SLEIG115 | NYISO | 3 | 115 | 150 | 1519 | unknown | [8 empty] | 2000
131297 | SLEIG234 | NYISO | 3 | 34.5 | 150 | 1519 | unknown | [8 empty] | 2000
131298 | SLEIG134 | NYISO | 3 | 34.5 | 150 | 1519 | unknown | [8 empty] | 2000
131255 | DUNDEE R | NYISO | 3 | 34.5 | 150 | 1520 | unknown
131301 | TRANSELC | NYISO | 3 | 34.5 | 150 | 1520 | unknown
131256 | DUNDEE34 | NYISO | 3 | 34.5 | 150 | 1521 | unknown
131293 | SENEC FD | NYISO | 3 | 34.5 | 150 | 1521 | unknown
131264 | GOULDS34 | NYISO | 3 | 34.5 | 150 | 1522 | unknown
131312 | SEN ME2$ | NYISO | 3 | 34.5 | 150 | 1522 | unknown
131319 | SEN 1-7 | NYISO | 3 | 4.16 | 150 | 1522 | unknown
131320 | SEN 8-14 | NYISO | 3 | 4.16 | 150 | 1522 | unknown
131321 | SEN15-18 | NYISO | 3 | 4.16 | 150 | 1522 | unknown
131317 | ONTLDFL | NYISO | 3 | 34.5 | 150 | 1523 | unknown
134848 | ONT_1-7 | NYISO | 3 | 4.16 | 150 | 1523 | unknown
134849 | ONT 8-11 | NYISO | 3 | 4.16 | 150 | 1523 | unknown
131342 | BENET115 | NYISO | 3 | 115 | 150 | 1524 | known |  | 42.3071 | -77.6568
131354 | BENNETT | NYISO | 3 | 34.5 | 150 | 1524 | known
131346 | INDEC115 | NYISO | 3 | 115 | 150 | 1525 | unknown
131393 | INDEC S$ | NYISO | 3 | 13.8 | 150 | 1525 | unknown
131382 | SILVER S | NYISO | 3 | 34.5 | 150 | 1526 | unknown
131392 | SILV REG | NYISO | 3 | 34.5 | 150 | 1526 | unknown
131402 | L522AREG | NYISO | 3 | 34.5 | 150 | 1527 | unknown
131404 | BOLTN PT | NYISO | 3 | 34.5 | 150 | 1527 | unknown
131466 | DAVIS115 | NYISO | 1 | 115 | 149 | 1528 | unknown |  |  |  | 41.697 | -74.8787 | 1428 | 41.697 | -74.8787 | 1428
131493 | DAVIS 34 | NYISO | 1 | 34.5 | 149 | 1528 | unknown |  |  |  | 41.697 | -74.8787 | 1428 | 41.697 | -74.8787 | 1428
131486 | HOLL REG | NYISO | 1 | 34.5 | 149 | 1529 | unknown
131506 | HOLAND T | NYISO | 1 | 34.5 | 149 | 1529 | unknown
131507 | HOLLAND | NYISO | 1 | 34.5 | 149 | 1529 | unknown
131548 | WALDA113 | NYISO | 1 | 13.09 | 149 | 1530 | unknown | [8 empty] | 1657
131549 | WALDA213 | NYISO | 1 | 13.09 | 149 | 1530 | unknown | [8 empty] | 1657
135491 | WALDENTP | NYISO | 1 | 115 | 145 | 1530 | unknown | [8 empty] | 1657
135492 | WALDENTP | NYISO | 1 | 115 | 145 | 1530 | unknown | [8 empty] | 1657
135503 | DALE-38 | NYISO | 1 | 115 | 145 | 1530 | unknown | [8 empty] | 1657
135548 | WALDEN34 | NYISO | 1 | 34.5 | 145 | 1530 | unknown | [8 empty] | 1657
135619 | WALD-922 | NYISO | 1 | 115 | 145 | 1530 | unknown | [8 empty] | 1657
131552 | FERND115 | NYISO | 5 | 115 | 151 | 1531 | unknown |  |  |  | 41.6692 | -74.7609 | 1425 | 41.6692 | -74.7609 | 1425
131571 | FERNDL34 | NYISO | 5 | 34.5 | 151 | 1531 | unknown |  |  |  | 41.6692 | -74.7609 | 1425 | 41.6692 | -74.7609 | 1425
131561 | WALDEN69 | NYISO | 7 | 69 | 152 | 1532 | unknown | [6 empty] | 41.4677 | -74.1969 | 1199
131596 | WALDEN34 | NYISO | 7 | 34.5 | 152 | 1532 | unknown | [6 empty] | 41.4677 | -74.1969 | 1199
131607 | WALDEN13 | NYISO | 7 | 13.09 | 152 | 1532 | unknown | [6 empty] | 41.4677 | -74.1969 | 1199
131608 | WALD HY$ | NYISO | 7 | 13.1 | 152 | 1532 | unknown | [6 empty] | 41.4677 | -74.1969 | 1199
131612 | LEA12115 | NYISO | 1 | 115 | 149 | 1533 | unknown
131646 | LEA 1G $ | NYISO | 1 | 13.8 | 149 | 1533 | unknown
131647 | LEA 2G $ | NYISO | 1 | 13.8 | 149 | 1533 | unknown
131613 | LEA34115 | NYISO | 1 | 115 | 149 | 1534 | unknown
131648 | LEA 3G $ | NYISO | 1 | 13.8 | 149 | 1534 | unknown
131649 | LEA 4S $ | NYISO | 1 | 13.8 | 149 | 1534 | unknown
131666 | MUNSVL34 | NYISO | 5 | 34.5 | 151 | 1535 | unknown
131668 | MUNSVL_T | NYISO | 5 | 46 | 151 | 1535 | unknown
131753 | NOEND115 | NYISO | 4 | 115 | 163 | 1536 | unknown | [5 empty] | 10800 |  |  | 10800
131790 | NO.END46 | NYISO | 4 | 46 | 163 | 1536 | unknown | [5 empty] | 10800 |  |  | 10800
131831 | NOEND1G$ | NYISO | 4 | 13.8 | 163 | 1536 | unknown | [5 empty] | 10800 |  |  | 10800
131832 | NOEND2G$ | NYISO | 4 | 13.8 | 163 | 1536 | unknown | [5 empty] | 10800 |  |  | 10800
131833 | NOEND3S$ | NYISO | 4 | 13.8 | 163 | 1536 | unknown | [5 empty] | 10800 |  |  | 10800
131767 | BLUEMT46 | NYISO | 5 | 46 | 151 | 1537 | unknown
131811 | BLUEMT34 | NYISO | 5 | 34.5 | 151 | 1537 | unknown
131834 | MUNSVILLC2 | NYISO | 5 | 34.5 | 151 | 1538 | unknown
131836 | MUNSVIL_GE2 | NYISO | 5 | 0.575 | 151 | 1538 | unknown
131835 | MUNSVILLC3 | NYISO | 5 | 34.5 | 151 | 1539 | unknown
131837 | MUNSVIL_GE3 | NYISO | 5 | 0.575 | 151 | 1539 | unknown
131861 | LUTHRFOR 34 | NYISO | 6 | 34.5 | 165 | 1540 | unknown
135235 | KCE_S | NYISO | 6 | 34.5 | 165 | 1540 | unknown
135236 | KCE_G | NYISO | 6 | 0.4 | 165 | 1540 | unknown
137854 | LUTHRFOR | NYISO | 6 | 115 | 148 | 1540 | unknown
134000 | Q784_G1 | NYISO | 5 | 0.55 | 144 | 1541 | unknown
134001 | Q784_GSU1 | NYISO | 5 | 34.5 | 144 | 1541 | unknown
135232 | Q706_COLL | NYISO | 5 | 34.5 | 151 | 1541 | unknown
135233 | Q706_PSU | NYISO | 5 | 115 | 151 | 1541 | unknown
135234 | Q706_POI | NYISO | 5 | 115 | 151 | 1541 | unknown
134006 | Q828_G1 | NYISO | 3 | 0.63 | 150 | 1542 | unknown
134007 | Q828_GSU | NYISO | 3 | 34.5 | 150 | 1542 | unknown
134796 | MARSH HILL T | NYISO | 3 | 34.5 | 150 | 1543 | unknown
134797 | MARSH HILL G | NYISO | 3 | 0.575 | 150 | 1543 | unknown
134851 | HOWARD115 | NYISO | 3 | 115 | 150 | 1544 | unknown |  |  |  | 42.3071 | -77.6568 | 1524 | 42.3071 | -77.6568 | 1524
134852 | HOWARD34 | NYISO | 3 | 34.5 | 150 | 1544 | unknown |  |  |  | 42.3071 | -77.6568 | 1524 | 42.3071 | -77.6568 | 1524
134853 | HOWARD_C | NYISO | 3 | 34.5 | 150 | 1545 | unknown | [6 empty] | 42.3071 | -77.6568 | 1524
134854 | HOWD_REP_G | NYISO | 3 | 0.575 | 150 | 1545 | unknown | [6 empty] | 42.3071 | -77.6568 | 1524
134915 | Q422_F1A | NYISO | 3 | 34.5 | 150 | 1546 | unknown | [6 empty] | 42.3071 | -77.6568 | 1524
134916 | Q422_G1 | NYISO | 3 | 6 | 150 | 1546 | unknown | [6 empty] | 42.3071 | -77.6568 | 1524
134917 | Q422_G2 | NYISO | 3 | 0.69 | 150 | 1546 | unknown | [6 empty] | 42.3071 | -77.6568 | 1524
134918 | Q422_F1B | NYISO | 3 | 34.5 | 150 | 1547 | unknown | [6 empty] | 42.3071 | -77.6568 | 1524
134919 | Q422_G3 | NYISO | 3 | 6 | 150 | 1547 | unknown | [6 empty] | 42.3071 | -77.6568 | 1524
134920 | Q422_G4 | NYISO | 3 | 0.69 | 150 | 1547 | unknown | [6 empty] | 42.3071 | -77.6568 | 1524
134921 | Q422_F1C | NYISO | 3 | 34.5 | 150 | 1548 | unknown | [6 empty] | 42.3071 | -77.6568 | 1524
134922 | Q422_G5 | NYISO | 3 | 6 | 150 | 1548 | unknown | [6 empty] | 42.3071 | -77.6568 | 1524
134936 | Q396BARONCOL | NYISO | 3 | 34.5 | 150 | 1549 | unknown |  |  |  | 42.4707 | -77.5508 | 1550 | 42.4707 | -77.5508 | 1550
134961 | Q396BARONPSU | NYISO | 3 | 230 | 150 | 1549 | unknown |  |  |  | 42.4707 | -77.5508 | 1550 | 42.4707 | -77.5508 | 1550
134937 | Q396BAR T1 | NYISO | 3 | 34.5 | 150 | 1550 | known |  | 42.4707 | -77.5508
134938 | Q396BAR GA | NYISO | 3 | 0.69 | 150 | 1550 | known
134939 | Q396BAR GB | NYISO | 3 | 0.69 | 150 | 1550 | known
134991 | Q513ORGVL_HV | NYISO | 3 | 34.5 | 150 | 1551 | unknown |  |  |  | 42.7376 | -78.2392 | 1576 | 42.7376 | -78.2392 | 1576
134992 | Q513ORGVL_LV | NYISO | 3 | 0.48 | 150 | 1551 | unknown |  |  |  | 42.7376 | -78.2392 | 1576 | 42.7376 | -78.2392 | 1576
134994 | Q519_CANISTE | NYISO | 3 | 115 | 150 | 1552 | unknown |  |  |  | 42.3071 | -77.6568 | 1524 | 42.3071 | -77.6568 | 1524
134995 | Q519_COLL1 | NYISO | 3 | 34.5 | 150 | 1552 | unknown |  |  |  | 42.3071 | -77.6568 | 1524 | 42.3071 | -77.6568 | 1524
134996 | Q519_COLL2 | NYISO | 3 | 34.5 | 150 | 1552 | unknown |  |  |  | 42.3071 | -77.6568 | 1524 | 42.3071 | -77.6568 | 1524
134997 | Q519_GSU1 | NYISO | 3 | 34.5 | 150 | 1553 | unknown | [6 empty] | 42.3071 | -77.6568 | 1524
134999 | Q519_G1 | NYISO | 3 | 0.69 | 150 | 1553 | unknown | [6 empty] | 42.3071 | -77.6568 | 1524
134998 | Q519_GSU2 | NYISO | 3 | 34.5 | 150 | 1554 | unknown | [6 empty] | 42.3071 | -77.6568 | 1524
135111 | Q519_G2 | NYISO | 3 | 0.69 | 150 | 1554 | unknown | [6 empty] | 42.3071 | -77.6568 | 1524
135000 | Q545A_DYSING | NYISO | 1 | 345 | 145 | 1555 | known |  | 43.1339 | -78.5749
148770 | Q545A_DYSING | NYISO | 1 | 345 | 145 | 1555 | known |  | 43.134 | -78.5739
135013 | Q579_PSU | NYISO | 5 | 115 | 151 | 1556 | unknown
135014 | Q579_COLL | NYISO | 5 | 34.5 | 151 | 1556 | unknown
135015 | Q579_GSU1 | NYISO | 5 | 34.5 | 151 | 1557 | unknown
135020 | Q579_G1 | NYISO | 5 | 0.69 | 151 | 1557 | unknown
135016 | Q579_GSU2 | NYISO | 5 | 34.5 | 151 | 1558 | unknown
135021 | Q579_G2 | NYISO | 5 | 0.69 | 151 | 1558 | unknown
135017 | Q579_GSU3 | NYISO | 5 | 34.5 | 151 | 1559 | unknown
135022 | Q579_G3 | NYISO | 5 | 0.69 | 151 | 1559 | unknown
135018 | Q579_GSU4 | NYISO | 5 | 34.5 | 151 | 1560 | unknown
135023 | Q579_G4 | NYISO | 5 | 0.69 | 151 | 1560 | unknown
135019 | Q579_GSU5 | NYISO | 5 | 34.5 | 151 | 1561 | unknown
135024 | Q579_G5 | NYISO | 5 | 0.69 | 151 | 1561 | unknown
135032 | Q584_G1 | NYISO | 3 | 0.6 | 150 | 1562 | unknown
135033 | Q584_34.5 | NYISO | 3 | 34.5 | 150 | 1562 | unknown
135036 | Q591_GSU | NYISO | 3 | 34.5 | 150 | 1563 | unknown
135037 | Q591_G1 | NYISO | 3 | 0.645 | 150 | 1563 | unknown
135039 | Q590GSU_HV | NYISO | 3 | 34.5 | 150 | 1564 | unknown
135040 | Q590_G1 | NYISO | 3 | 0.645 | 150 | 1564 | unknown
135042 | Q617PSU_HV | NYISO | 3 | 115 | 150 | 1565 | unknown
135043 | Q617PSU_LV | NYISO | 3 | 34.5 | 150 | 1565 | unknown
135044 | Q617_C1 | NYISO | 3 | 34.5 | 150 | 1565 | unknown
135045 | Q617_C2 | NYISO | 3 | 34.5 | 150 | 1565 | unknown
135046 | Q617_G1 | NYISO | 3 | 0.55 | 150 | 1565 | unknown
135047 | Q617_G2 | NYISO | 3 | 0.55 | 150 | 1565 | unknown
135049 | Q592_GSU | NYISO | 1 | 34.5 | 149 | 1566 | unknown
135050 | Q592_G1 | NYISO | 1 | 0.645 | 149 | 1566 | unknown
135082 | Q644_GSU | NYISO | 6 | 34.5 | 165 | 1567 | unknown
135083 | Q644_G1 | NYISO | 6 | 0.6 | 165 | 1567 | unknown
135096 | Q720-POI | NYISO | 3 | 115 | 150 | 1568 | unknown | [6 empty] | 43.0555 | -77.3842 | 1987
135097 | Q720-SUB | NYISO | 3 | 115 | 150 | 1568 | unknown | [6 empty] | 43.0555 | -77.3842 | 1987
135098 | Q720-CLTR | NYISO | 3 | 34.5 | 150 | 1568 | unknown | [6 empty] | 43.0555 | -77.3842 | 1987
135099 | Q720-C1 | NYISO | 3 | 34.5 | 150 | 1568 | unknown | [6 empty] | 43.0555 | -77.3842 | 1987
135100 | Q720-C2 | NYISO | 3 | 34.5 | 150 | 1568 | unknown | [6 empty] | 43.0555 | -77.3842 | 1987
135101 | Q720-G1 | NYISO | 3 | 0.6 | 150 | 1568 | unknown | [6 empty] | 43.0555 | -77.3842 | 1987
135102 | Q720-G2 | NYISO | 3 | 0.6 | 150 | 1568 | unknown | [6 empty] | 43.0555 | -77.3842 | 1987
135103 | Q720-TER | NYISO | 3 | 13.8 | 150 | 1568 | unknown | [6 empty] | 43.0555 | -77.3842 | 1987
1000084 | STR_PT_XF_84 | NYISO | 3 | 1 | 150 | 1568 | unknown | [6 empty] | 43.0555 | -77.3842 | 1987
135105 | Q715_C1 | NYISO | 3 | 34.5 | 150 | 1569 | unknown
135107 | Q715_G1 | NYISO | 3 | 0.645 | 150 | 1569 | unknown
135117 | Q768_GEN1 | NYISO | 3 | 0.69 | 150 | 1570 | unknown
135122 | Q768_GSU1 | NYISO | 3 | 34.5 | 150 | 1570 | unknown
135118 | Q768_GEN2 | NYISO | 3 | 0.69 | 150 | 1571 | unknown
135123 | Q768_GSU2 | NYISO | 3 | 34.5 | 150 | 1571 | unknown
135119 | Q768_GEN3 | NYISO | 3 | 0.69 | 150 | 1572 | unknown
135124 | Q768_GSU3 | NYISO | 3 | 34.5 | 150 | 1572 | unknown
135120 | Q768_GEN4 | NYISO | 3 | 0.69 | 150 | 1573 | unknown
135125 | Q768_GSU4 | NYISO | 3 | 34.5 | 150 | 1573 | unknown
135121 | Q768_GEN5 | NYISO | 3 | 0.69 | 150 | 1574 | unknown
135126 | Q768_GSU5 | NYISO | 3 | 34.5 | 150 | 1574 | unknown
135200 | STNY CRK G1 | NYISO | 3 | 0.69 | 150 | 1575 | unknown |  |  |  | 42.7376 | -78.2392 | 1576 | 42.7376 | -78.2392 | 1576
135201 | STNY CRK_T | NYISO | 3 | 34.5 | 150 | 1575 | unknown |  |  |  | 42.7376 | -78.2392 | 1576 | 42.7376 | -78.2392 | 1576
135202 | STNY CRK_C | NYISO | 3 | 34.5 | 150 | 1576 | known |  | 42.7376 | -78.2392
135203 | STNY CRK_230 | NYISO | 3 | 230 | 150 | 1576 | known
135206 | FALLSPARK | NYISO | 6 | 115 | 165 | 1577 | unknown
135207 | FALLSPARK_34 | NYISO | 6 | 34.5 | 165 | 1577 | unknown
135209 | Q775_GSU1 | NYISO | 3 | 34.5 | 150 | 1578 | unknown
135210 | Q775_G1 | NYISO | 3 | 0.69 | 150 | 1578 | unknown
135224 | Q706_G1 | NYISO | 5 | 0.72 | 151 | 1579 | unknown
135228 | Q706_GSU1 | NYISO | 5 | 34.5 | 151 | 1579 | unknown
135225 | Q706_G2 | NYISO | 5 | 0.72 | 151 | 1580 | unknown
135229 | Q706_GSU2 | NYISO | 5 | 34.5 | 151 | 1580 | unknown
135226 | Q706_G3 | NYISO | 5 | 0.72 | 151 | 1581 | unknown
135230 | Q706_GSU3 | NYISO | 5 | 34.5 | 151 | 1581 | unknown
135227 | Q706_G4 | NYISO | 5 | 0.72 | 151 | 1582 | unknown
135231 | Q706_GSU4 | NYISO | 5 | 34.5 | 151 | 1582 | unknown
135250 | DUNKIRK | NYISO | 1 | 230 | 145 | 1583 | unknown | [8 empty] | 1657
135273 | DUNKIRK1 | NYISO | 1 | 115 | 145 | 1583 | unknown | [8 empty] | 1657
135325 | DUNKIRK3 | NYISO | 1 | 34.5 | 145 | 1583 | unknown | [8 empty] | 1657
135390 | DUNKGEN3 | NYISO | 1 | 13.8 | 145 | 1583 | unknown | [8 empty] | 1657
135391 | DUNKGEN4 | NYISO | 1 | 13.8 | 145 | 1583 | unknown | [8 empty] | 1657
135392 | DUNKG1 | NYISO | 1 | 13.8 | 145 | 1583 | unknown | [8 empty] | 1657
135592 | DUNKG2 | NYISO | 1 | 13.8 | 145 | 1583 | unknown | [8 empty] | 1657
135251 | S RIPLEY | NYISO | 1 | 230 | 145 | 1584 | unknown
135279 | NORCNGEN | NYISO | 1 | 115 | 145 | 1584 | unknown
135252 | SWANNRD | NYISO | 1 | 115 | 145 | 1585 | unknown
135440 | SWANNRD | NYISO | 1 | 115 | 145 | 1585 | unknown
135814 | SWANN13. | NYISO | 1 | 13.2 | 145 | 1585 | unknown
135253 | S224-36 | NYISO | 1 | 115 | 145 | 1586 | unknown
135254 | S224-37 | NYISO | 1 | 115 | 145 | 1586 | unknown
135255 | STA224 | NYISO | 1 | 13.2 | 145 | 1586 | unknown
135258 | ASHVILLE | NYISO | 1 | 115 | 145 | 1587 | unknown
135611 | WASH | NYISO | 1 | 34.5 | 145 | 1587 | unknown
135260 | ANDOVER1 | NYISO | 1 | 115 | 145 | 1588 | unknown
135310 | ANDOVER3 | NYISO | 1 | 34.5 | 145 | 1588 | unknown
135262 | BAKER ST | NYISO | 1 | 115 | 145 | 1589 | known |  | 42.0737 | -79.3318
135648 | BAKER | NYISO | 1 | 13.2 | 145 | 1589 | known
135263 | BERRY RD | NYISO | 1 | 115 | 145 | 1590 | unknown
135396 | BERRY RD | NYISO | 1 | 13.2 | 145 | 1590 | unknown
135265 | BNNT-162 | NYISO | 1 | 115 | 145 | 1591 | unknown | [6 empty] | 42.2841 | -79.2994 | 12428
135395 | BENNETT | NYISO | 1 | 13.2 | 145 | 1591 | unknown | [6 empty] | 42.2841 | -79.2994 | 12428
135665 | BNNT-161 | NYISO | 1 | 115 | 145 | 1591 | unknown | [6 empty] | 42.2841 | -79.2994 | 12428
135266 | BRIGHAM1 | NYISO | 1 | 115 | 145 | 1592 | unknown
135649 | BRIGHAM | NYISO | 1 | 13.2 | 145 | 1592 | unknown
135268 | CLVB-141 | NYISO | 1 | 115 | 145 | 1593 | unknown | [8 empty] | 1657
135269 | CLVB-142 | NYISO | 1 | 115 | 145 | 1593 | unknown | [8 empty] | 1657
135397 | CLVRBK13 | NYISO | 1 | 13.2 | 145 | 1593 | unknown | [8 empty] | 1657
135475 | S139-141 | NYISO | 1 | 115 | 145 | 1593 | unknown | [8 empty] | 1657
135483 | S55-141 | NYISO | 1 | 115 | 145 | 1593 | unknown | [8 empty] | 1657
135271 | DLTR-142 | NYISO | 1 | 115 | 145 | 1594 | unknown
135429 | DLMTR13 | NYISO | 1 | 13.2 | 145 | 1594 | unknown
135272 | DUGN-157 | NYISO | 1 | 115 | 145 | 1595 | unknown | [6 empty] | 42.1947 | -78.4643 | 1619
135290 | COOPER | NYISO | 1 | 115 | 145 | 1595 | unknown | [6 empty] | 42.1947 | -78.4643 | 1619
135388 | DUGANTB1 | NYISO | 1 | 13.2 | 145 | 1595 | unknown | [6 empty] | 42.1947 | -78.4643 | 1619
135274 | EDNK-161 | NYISO | 1 | 115 | 145 | 1596 | unknown |  |  |  | 42.2841 | -79.2994 | 12428 | 42.2841 | -79.2994 | 12428
135275 | EDNK-162 | NYISO | 1 | 115 | 145 | 1596 | unknown |  |  |  | 42.2841 | -79.2994 | 12428 | 42.2841 | -79.2994 | 12428
135399 | EDUNKIRK | NYISO | 1 | 13.2 | 145 | 1596 | unknown |  |  |  | 42.2841 | -79.2994 | 12428 | 42.2841 | -79.2994 | 12428
135650 | ROBERTS | NYISO | 1 | 13.2 | 145 | 1596 | unknown |  |  |  | 42.2841 | -79.2994 | 12428 | 42.2841 | -79.2994 | 12428
135652 | NESTLE | NYISO | 1 | 13.2 | 145 | 1596 | unknown |  |  |  | 42.2841 | -79.2994 | 12428 | 42.2841 | -79.2994 | 12428
135276 | ELLICTVL | NYISO | 1 | 115 | 145 | 1597 | unknown
135612 | VALLEYT1 | NYISO | 1 | 13.2 | 145 | 1597 | unknown
135912 | VALLEYT2 | NYISO | 1 | 13.2 | 145 | 1597 | unknown
135278 | NORCNSTA | NYISO | 1 | 115 | 145 | 1598 | unknown
135393 | NORCON1 | NYISO | 1 | 13.8 | 145 | 1598 | unknown
135394 | NORCON2 | NYISO | 1 | 13.8 | 145 | 1598 | unknown
135280 | STA214 | NYISO | 1 | 4.16 | 145 | 1599 | unknown
135562 | S214-133 | NYISO | 1 | 115 | 145 | 1599 | unknown
135662 | S214-130 | NYISO | 1 | 115 | 145 | 1599 | unknown
135281 | HARTFLD1 | NYISO | 1 | 115 | 145 | 1600 | unknown |  |  |  | 42.2841 | -79.2994 | 12428 | 42.2841 | -79.2994 | 12428
135343 | HARTFIEL | NYISO | 1 | 34.5 | 145 | 1600 | unknown |  |  |  | 42.2841 | -79.2994 | 12428 | 42.2841 | -79.2994 | 12428
135572 | HARTDIST | NYISO | 1 | 13.2 | 145 | 1600 | unknown |  |  |  | 42.2841 | -79.2994 | 12428 | 42.2841 | -79.2994 | 12428
135282 | HOMERHIL | NYISO | 1 | 115 | 145 | 1601 | unknown |  |  |  | 42.1947 | -78.4643 | 1619 | 42.1947 | -78.4643 | 1619
135381 | H.HILL | NYISO | 1 | 34.5 | 145 | 1601 | unknown |  |  |  | 42.1947 | -78.4643 | 1619 | 42.1947 | -78.4643 | 1619
135283 | LUDLUM62 | NYISO | 1 | 115 | 145 | 1602 | unknown
135293 | LUDLUM61 | NYISO | 1 | 115 | 145 | 1602 | unknown
135402 | LUDLUM | NYISO | 1 | 4.8 | 145 | 1602 | unknown
135284 | MCHS-151 | NYISO | 1 | 115 | 145 | 1603 | unknown
135285 | MCHS-152 | NYISO | 1 | 115 | 145 | 1603 | unknown
135347 | MACHIAS | NYISO | 1 | 34.5 | 145 | 1603 | unknown
135287 | NANG-141 | NYISO | 1 | 115 | 145 | 1604 | unknown
135288 | NANG-142 | NYISO | 1 | 115 | 145 | 1604 | unknown
135350 | NANGOLA3 | NYISO | 1 | 34.5 | 145 | 1604 | unknown
135289 | NILE115 | NYISO | 1 | 115 | 145 | 1605 | unknown
135359 | NILEREG | NYISO | 1 | 34.5 | 145 | 1605 | unknown
135360 | NILEXFR | NYISO | 1 | 34.5 | 145 | 1605 | unknown
149224 | S178 | NYISO | 2 | 34.5 | 153 | 1605 | unknown
135292 | SHALTNTP | NYISO | 1 | 115 | 145 | 1606 | unknown
135368 | SHALETON | NYISO | 1 | 34.5 | 145 | 1606 | unknown
135294 | SPVL-151 | NYISO | 1 | 115 | 145 | 1607 | unknown
135295 | SPVL-152 | NYISO | 1 | 115 | 145 | 1607 | unknown
147942 | SPRNGVLE | NYISO | 1 | 34.5 | 145 | 1607 | unknown
135296 | W.OL-155 | NYISO | 1 | 115 | 145 | 1608 | unknown | [6 empty] | 42.1947 | -78.4643 | 1619
135400 | WOLEAN55 | NYISO | 1 | 13.2 | 145 | 1608 | unknown | [6 empty] | 42.1947 | -78.4643 | 1619
135297 | W.OL-156 | NYISO | 1 | 115 | 145 | 1609 | unknown
135403 | WOLEAN56 | NYISO | 1 | 13.2 | 145 | 1609 | unknown
135298 | INDEK-OL | NYISO | 1 | 115 | 145 | 1610 | unknown | [6 empty] | 42.1947 | -78.4643 | 1619
146098 | INDEK-OL | NYISO | 1 | 13.8 | 145 | 1610 | unknown | [6 empty] | 42.1947 | -78.4643 | 1619
135300 | BETH-149 | NYISO | 1 | 115 | 145 | 1611 | unknown | [8 empty] | 1657
135301 | BETH-150 | NYISO | 1 | 115 | 145 | 1611 | unknown | [8 empty] | 1657
135825 | STA139 | NYISO | 1 | 4.16 | 145 | 1611 | unknown | [8 empty] | 1657
135302 | GIBSONT6 | NYISO | 1 | 115 | 145 | 1612 | unknown | [5 empty] | 1657 |  |  | 1657
135448 | GIBSONT7 | NYISO | 1 | 115 | 145 | 1612 | unknown | [5 empty] | 1657 |  |  | 1657
135565 | LOCKPTRD | NYISO | 1 | 13.2 | 145 | 1612 | unknown | [5 empty] | 1657 |  |  | 1657
135816 | GIBSON | NYISO | 1 | 12 | 145 | 1612 | unknown | [5 empty] | 1657 |  |  | 1657
135303 | SAWYER77 | NYISO | 1 | 230 | 145 | 1613 | unknown |  |  |  | 43.0989 | -79.0071 | 1626 | 43.0989 | -79.0071 | 1626
135304 | SAWYER78 | NYISO | 1 | 230 | 145 | 1613 | unknown |  |  |  | 43.0989 | -79.0071 | 1626 | 43.0989 | -79.0071 | 1626
135305 | SAWYER80 | NYISO | 1 | 230 | 145 | 1613 | unknown |  |  |  | 43.0989 | -79.0071 | 1626 | 43.0989 | -79.0071 | 1626
135306 | SAWYER79 | NYISO | 1 | 230 | 145 | 1613 | unknown |  |  |  | 43.0989 | -79.0071 | 1626 | 43.0989 | -79.0071 | 1626
135307 | SAWYERB1 | NYISO | 1 | 230 | 145 | 1613 | unknown |  |  |  | 43.0989 | -79.0071 | 1626 | 43.0989 | -79.0071 | 1626
135308 | SAWYERB2 | NYISO | 1 | 230 | 145 | 1613 | unknown |  |  |  | 43.0989 | -79.0071 | 1626 | 43.0989 | -79.0071 | 1626
135309 | SAWYERB3 | NYISO | 1 | 230 | 145 | 1613 | unknown |  |  |  | 43.0989 | -79.0071 | 1626 | 43.0989 | -79.0071 | 1626
135436 | SAWYER23 | NYISO | 1 | 23 | 145 | 1613 | unknown |  |  |  | 43.0989 | -79.0071 | 1626 | 43.0989 | -79.0071 | 1626
135331 | SDOW STA | NYISO | 1 | 34.5 | 145 | 1614 | known
135332 | SDOW-154 | NYISO | 1 | 115 | 145 | 1614 | known |  | 42.1069 | -79.1996
135333 | SDOW-153 | NYISO | 1 | 115 | 145 | 1614 | known |  | 42.1069 | -79.1996
135356 | HARBFRT9 | NYISO | 1 | 115 | 145 | 1615 | unknown
135367 | HARBFRT0 | NYISO | 1 | 115 | 145 | 1615 | unknown
135845 | HARBOR | NYISO | 1 | 13.2 | 145 | 1615 | unknown
135361 | PANAMA | NYISO | 1 | 34.5 | 145 | 1616 | unknown
135596 | 863REG2 | NYISO | 1 | 34.5 | 145 | 1616 | unknown
135370 | SHERMAN | NYISO | 1 | 34.5 | 145 | 1617 | unknown
135595 | 863REG1 | NYISO | 1 | 34.5 | 145 | 1617 | unknown
135383 | S219-182 | NYISO | 1 | 115 | 145 | 1618 | unknown
135846 | PARKCLUB | NYISO | 1 | 13.2 | 145 | 1618 | unknown
135398 | 5MILE345 | NYISO | 1 | 345 | 145 | 1619 | known |  | 42.1947 | -78.4643
135564 | 5MILE115 | NYISO | 1 | 115 | 145 | 1619 | known
135404 | DUNLOP | NYISO | 1 | 115 | 145 | 1620 | unknown
135405 | DUNLOP | NYISO | 1 | 115 | 145 | 1620 | unknown
135573 | DUNLOPLV | NYISO | 1 | 4.16 | 145 | 1620 | unknown
135406 | DUPONT46 | NYISO | 1 | 115 | 145 | 1621 | unknown
146140 | INDECKYERKES | NYISO | 1 | 13.8 | 145 | 1621 | unknown
135407 | CHEVY | NYISO | 1 | 115 | 145 | 1622 | unknown
135408 | CHEVY | NYISO | 1 | 115 | 145 | 1622 | unknown
135574 | CHEVYLV | NYISO | 1 | 13.8 | 145 | 1622 | unknown
135410 | ELM-70 | NYISO | 1 | 230 | 145 | 1623 | unknown
135411 | ELM-71 | NYISO | 1 | 230 | 145 | 1623 | unknown
135412 | ELM-72 | NYISO | 1 | 230 | 145 | 1623 | unknown
135587 | ELMST23. | NYISO | 1 | 23 | 145 | 1623 | unknown
130762 | GARDV230 | NYISO | 1 | 230 | 149 | 1624 | unknown | [5 empty] | 1657 |  |  | 1657
130806 | GARDV115 | NYISO | 1 | 115 | 149 | 1624 | unknown | [5 empty] | 1657 |  |  | 1657
131520 | N.GARD34 | NYISO | 1 | 34.5 | 149 | 1624 | unknown | [5 empty] | 1657 |  |  | 1657
135413 | GRDNVL2 | NYISO | 1 | 230 | 145 | 1624 | unknown | [5 empty] | 1657 |  |  | 1657
135450 | GRDNVL1 | NYISO | 1 | 115 | 145 | 1624 | unknown | [5 empty] | 1657 |  |  | 1657
1000075 | STR_PT_XF_75 | NYISO | 1 | 1 | 149 | 1624 | unknown | [5 empty] | 1657 |  |  | 1657
1000076 | STR_PT_XF_76 | NYISO | 1 | 1 | 149 | 1624 | unknown | [5 empty] | 1657 |  |  | 1657
1000077 | STR_PT_XF_77 | NYISO | 1 | 1 | 149 | 1624 | unknown | [5 empty] | 1657 |  |  | 1657
135414 | HUNTLEY2 | NYISO | 1 | 230 | 145 | 1625 | unknown | [6 empty] | 43.0989 | -79.0071 | 1626
135613 | HUNTLEY_CAP | NYISO | 1 | 230 | 145 | 1625 | unknown | [6 empty] | 43.0989 | -79.0071 | 1626
135614 | REACTOR | NYISO | 1 | 230 | 145 | 1625 | unknown | [6 empty] | 43.0989 | -79.0071 | 1626
135800 | HNTLY67G | NYISO | 1 | 13.8 | 145 | 1625 | unknown | [6 empty] | 43.0989 | -79.0071 | 1626
135801 | HNTLY68G | NYISO | 1 | 13.8 | 145 | 1625 | unknown | [6 empty] | 43.0989 | -79.0071 | 1626
135415 | PACKARD2 | NYISO | 1 | 230 | 145 | 1626 | known |  | 43.0989 | -79.0071
135460 | PACK(N)E | NYISO | 1 | 115 | 145 | 1626 | known
135461 | PACK(S)W | NYISO | 1 | 115 | 145 | 1626 | known
135616 | 77SR | NYISO | 1 | 230 | 145 | 1626 | known
135617 | 78SR | NYISO | 1 | 230 | 145 | 1626 | known
148003 | CARGR184 | NYISO | 1 | 115 | 157 | 1626 | known
148004 | CARGR183 | NYISO | 1 | 115 | 157 | 1626 | known
135418 | SUNY-79 | NYISO | 1 | 230 | 145 | 1627 | unknown | [8 empty] | 1657
135419 | SUNY-80 | NYISO | 1 | 230 | 145 | 1627 | unknown | [8 empty] | 1657
135546 | SUNYAB23 | NYISO | 1 | 34.5 | 145 | 1627 | unknown | [8 empty] | 1657
135420 | HARPR183 | NYISO | 1 | 115 | 145 | 1628 | unknown |  |  |  | 43.0989 | -79.0071 | 1626 | 43.0989 | -79.0071 | 1626
135421 | HARPR184 | NYISO | 1 | 115 | 145 | 1628 | unknown |  |  |  | 43.0989 | -79.0071 | 1626 | 43.0989 | -79.0071 | 1626
135571 | HARPER | NYISO | 1 | 12 | 145 | 1628 | unknown |  |  |  | 43.0989 | -79.0071 | 1626 | 43.0989 | -79.0071 | 1626
135431 | BOC TAP2 | NYISO | 1 | 115 | 145 | 1629 | unknown
135560 | CANFIBRE | NYISO | 1 | 115 | 145 | 1629 | unknown
135580 | RVRBND1 | NYISO | 1 | 34.5 | 145 | 1629 | unknown
135581 | RVRBND2 | NYISO | 1 | 34.5 | 145 | 1629 | unknown
135433 | STA129-38 | NYISO | 1 | 115 | 145 | 1630 | unknown
135434 | STA129-39 | NYISO | 1 | 115 | 145 | 1630 | unknown
135824 | STA129 | NYISO | 1 | 4.16 | 145 | 1630 | unknown
135435 | SUMIT PK | NYISO | 1 | 115 | 145 | 1631 | unknown | [6 empty] | 43.0989 | -79.0071 | 1626
135469 | SUMIT PK | NYISO | 1 | 115 | 145 | 1631 | unknown | [6 empty] | 43.0989 | -79.0071 | 1626
135805 | SUMMITPK | NYISO | 1 | 13.2 | 145 | 1631 | unknown | [6 empty] | 43.0989 | -79.0071 | 1626
135442 | ECWA-181 | NYISO | 1 | 115 | 145 | 1632 | unknown
135443 | ECWA-182 | NYISO | 1 | 115 | 145 | 1632 | unknown
135830 | ECWABALL | NYISO | 1 | 4.16 | 145 | 1632 | unknown
135444 | FORD-149 | NYISO | 1 | 115 | 145 | 1633 | unknown | [8 empty] | 1657
135445 | FORD-142 | NYISO | 1 | 115 | 145 | 1633 | unknown | [8 empty] | 1657
135476 | S139-142 | NYISO | 1 | 115 | 145 | 1633 | unknown | [8 empty] | 1657
135484 | S55-142 | NYISO | 1 | 115 | 145 | 1633 | unknown | [8 empty] | 1657
135807 | FORD | NYISO | 1 | 13.2 | 145 | 1633 | unknown | [8 empty] | 1657
135446 | GETZTP36 | NYISO | 1 | 115 | 145 | 1634 | unknown
135447 | GETZTP37 | NYISO | 1 | 115 | 145 | 1634 | unknown
135806 | REN DR | NYISO | 1 | 13.2 | 145 | 1634 | unknown
135808 | GETZVLE | NYISO | 1 | 13.2 | 145 | 1634 | unknown
135842 | AYERTP36 | NYISO | 1 | 115 | 145 | 1634 | unknown
135843 | AYERTP37 | NYISO | 1 | 115 | 145 | 1634 | unknown
135844 | AYER-211 | NYISO | 1 | 13.2 | 145 | 1634 | unknown
135449 | GR.I-182 | NYISO | 1 | 115 | 145 | 1635 | unknown | [6 empty] | 43.0989 | -79.0071 | 1626
135819 | GRANDILD | NYISO | 1 | 13.2 | 145 | 1635 | unknown | [6 empty] | 43.0989 | -79.0071 | 1626
135441 | FMC-39 | NYISO | 1 | 115 | 145 | 1636 | unknown
135451 | HUNTLEY1 | NYISO | 1 | 115 | 145 | 1636 | unknown
135589 | HNTLY23. | NYISO | 1 | 23 | 145 | 1636 | unknown
135453 | LONG-180 | NYISO | 1 | 115 | 145 | 1637 | unknown |  |  |  | 43.0989 | -79.0071 | 1626 | 43.0989 | -79.0071 | 1626
135538 | LONG-182 | NYISO | 1 | 115 | 145 | 1637 | unknown |  |  |  | 43.0989 | -79.0071 | 1626 | 43.0989 | -79.0071 | 1626
135809 | LONGROAD | NYISO | 1 | 13.2 | 145 | 1637 | unknown |  |  |  | 43.0989 | -79.0071 | 1626 | 43.0989 | -79.0071 | 1626
135454 | MLPN-129 | NYISO | 1 | 115 | 145 | 1638 | unknown |  |  |  | 43.0989 | -79.0071 | 1626 | 43.0989 | -79.0071 | 1626
135455 | MLPN-130 | NYISO | 1 | 115 | 145 | 1638 | unknown |  |  |  | 43.0989 | -79.0071 | 1626 | 43.0989 | -79.0071 | 1626
135810 | MILITARY | NYISO | 1 | 13.2 | 145 | 1638 | unknown |  |  |  | 43.0989 | -79.0071 | 1626 | 43.0989 | -79.0071 | 1626
135458 | NI.B-181 | NYISO | 1 | 115 | 145 | 1639 | unknown | [6 empty] | 43.0989 | -79.0071 | 1626
135459 | NI.B-182 | NYISO | 1 | 115 | 145 | 1639 | unknown | [6 empty] | 43.0989 | -79.0071 | 1626
135804 | STA130 | NYISO | 1 | 13.2 | 145 | 1639 | unknown | [6 empty] | 43.0989 | -79.0071 | 1626
135462 | RDGE-145 | NYISO | 1 | 115 | 145 | 1640 | unknown | [8 empty] | 1657
135463 | RDGE-146 | NYISO | 1 | 115 | 145 | 1640 | unknown | [8 empty] | 1657
135534 | RIDGE34 | NYISO | 1 | 34.5 | 145 | 1640 | unknown | [8 empty] | 1657
135827 | STA55 | NYISO | 1 | 4.16 | 145 | 1640 | unknown | [8 empty] | 1657
135847 | RIDGE | NYISO | 1 | 4.16 | 145 | 1640 | unknown | [8 empty] | 1657
135464 | SANBORNT | NYISO | 1 | 115 | 145 | 1641 | unknown | [5 empty] | 1657 |  |  | 1657
135468 | SNBRN102 | NYISO | 1 | 115 | 145 | 1641 | unknown | [5 empty] | 1657 |  |  | 1657
135527 | SANTR404 | NYISO | 1 | 34.5 | 145 | 1641 | unknown | [5 empty] | 1657 |  |  | 1657
135536 | SANBORN3 | NYISO | 1 | 34.5 | 145 | 1641 | unknown | [5 empty] | 1657 |  |  | 1657
135539 | SANTR403 | NYISO | 1 | 34.5 | 145 | 1641 | unknown | [5 empty] | 1657 |  |  | 1657
135465 | STA 155 | NYISO | 1 | 4.16 | 145 | 1642 | unknown | [8 empty] | 1657
135508 | STA-155 | NYISO | 1 | 115 | 145 | 1642 | unknown | [8 empty] | 1657
135466 | S215-188 | NYISO | 1 | 115 | 145 | 1643 | unknown
135509 | NFWWP187 | NYISO | 1 | 115 | 145 | 1643 | unknown
135511 | NFWWP188 | NYISO | 1 | 115 | 145 | 1643 | unknown
135820 | S215BFAV | NYISO | 1 | 13.2 | 145 | 1643 | unknown
135823 | S215-187 | NYISO | 1 | 115 | 145 | 1643 | unknown
135467 | SHAW-103 | NYISO | 1 | 115 | 145 | 1644 | unknown | [8 empty] | 1657
135510 | SHAW-102 | NYISO | 1 | 115 | 145 | 1644 | unknown | [8 empty] | 1657
135812 | SHAWNE13 | NYISO | 1 | 13.2 | 145 | 1644 | unknown | [8 empty] | 1657
135472 | RVRWLK38 | NYISO | 1 | 115 | 145 | 1645 | unknown
135473 | RVRWLK39 | NYISO | 1 | 115 | 145 | 1645 | unknown
135822 | RVRWLK | NYISO | 1 | 13.2 | 145 | 1645 | unknown
135474 | S138-37 | NYISO | 1 | 115 | 145 | 1646 | unknown
135537 | S138-36 | NYISO | 1 | 115 | 145 | 1646 | unknown
135566 | OAKWOOD | NYISO | 1 | 13.2 | 145 | 1646 | unknown
135477 | S140-38 | NYISO | 1 | 115 | 145 | 1647 | unknown
135478 | S140-39 | NYISO | 1 | 115 | 145 | 1647 | unknown
135813 | STA140 | NYISO | 1 | 13.2 | 145 | 1647 | unknown
135479 | S154-38 | NYISO | 1 | 115 | 145 | 1648 | unknown
135480 | S154-39 | NYISO | 1 | 115 | 145 | 1648 | unknown
135829 | S154 4. | NYISO | 1 | 4.16 | 145 | 1648 | unknown
135481 | S54-38 | NYISO | 1 | 115 | 145 | 1649 | unknown
135482 | S54-39 | NYISO | 1 | 115 | 145 | 1649 | unknown
135826 | STA54 | NYISO | 1 | 4.16 | 145 | 1649 | unknown
135485 | S61-38 | NYISO | 1 | 115 | 145 | 1650 | unknown
135486 | S61-39 | NYISO | 1 | 115 | 145 | 1650 | unknown
135828 | STA61STA | NYISO | 1 | 4.16 | 145 | 1650 | unknown
135487 | S78-133 | NYISO | 1 | 115 | 145 | 1651 | unknown
135488 | S78-130 | NYISO | 1 | 115 | 145 | 1651 | unknown
135567 | S78-DIST | NYISO | 1 | 4.16 | 145 | 1651 | unknown
135651 | STA78 | NYISO | 1 | 23 | 145 | 1651 | unknown
135489 | TONCRK37 | NYISO | 1 | 115 | 145 | 1652 | unknown
135490 | TONCRK36 | NYISO | 1 | 115 | 145 | 1652 | unknown
135815 | TONCREEK | NYISO | 1 | 13.2 | 145 | 1652 | unknown
135495 | YNG-181 | NYISO | 1 | 115 | 145 | 1653 | unknown | [8 empty] | 1657
135496 | YNG-182 | NYISO | 1 | 115 | 145 | 1653 | unknown | [8 empty] | 1657
135550 | YOUNGMAN | NYISO | 1 | 34.5 | 145 | 1653 | unknown | [8 empty] | 1657
135600 | FRANK | NYISO | 1 | 13.2 | 145 | 1653 | unknown | [8 empty] | 1657
135499 | 44KTS153 | NYISO | 1 | 115 | 145 | 1654 | unknown | [8 empty] | 1657
135500 | 45KTS153 | NYISO | 1 | 115 | 145 | 1654 | unknown | [8 empty] | 1657
135597 | KTS23 | NYISO | 1 | 23 | 145 | 1654 | unknown | [8 empty] | 1657
135811 | SAGINAW | NYISO | 1 | 13.2 | 145 | 1654 | unknown | [8 empty] | 1657
135501 | 81STS | NYISO | 1 | 115 | 145 | 1655 | unknown | [8 empty] | 1657
135502 | 82STS144 | NYISO | 1 | 115 | 145 | 1655 | unknown | [8 empty] | 1657
135615 | SENST20 | NYISO | 1 | 23 | 145 | 1655 | unknown | [8 empty] | 1657
135504 | DALE-39 | NYISO | 1 | 115 | 145 | 1656 | unknown | [8 empty] | 1657
135803 | DALEROAD | NYISO | 1 | 13.2 | 145 | 1656 | unknown | [8 empty] | 1657
135528 | MOUNTAIN | NYISO | 1 | 34.5 | 145 | 1657 | known
147750 | NIAG. 1 | NYISO | 1 | 13.8 | 157 | 1657 | known
147751 | NIAG. 2 | NYISO | 1 | 13.8 | 157 | 1657 | known
147752 | NIAG. 3 | NYISO | 1 | 13.8 | 157 | 1657 | known
147753 | NIAG. 4 | NYISO | 1 | 13.8 | 157 | 1657 | known
147754 | NIAG. 5 | NYISO | 1 | 13.8 | 157 | 1657 | known
147755 | NIAG. 6 | NYISO | 1 | 13.8 | 157 | 1657 | known
147756 | NIAG. 7 | NYISO | 1 | 13.8 | 157 | 1657 | known
147757 | NIAG. 8 | NYISO | 1 | 13.8 | 157 | 1657 | known
147758 | NIAG. 9 | NYISO | 1 | 13.8 | 157 | 1657 | known
147759 | NIAG. 10 | NYISO | 1 | 13.8 | 157 | 1657 | known
147760 | NIAG. 11 | NYISO | 1 | 13.8 | 157 | 1657 | known
147761 | NIAG. 12 | NYISO | 1 | 13.8 | 157 | 1657 | known
147762 | NIAG. 13 | NYISO | 1 | 13.8 | 157 | 1657 | known
147781 | LEW 1-3 | NYISO | 1 | 13.8 | 157 | 1657 | known
147782 | LEW 4-6 | NYISO | 1 | 13.8 | 157 | 1657 | known
147783 | LEW 7-9 | NYISO | 1 | 13.8 | 157 | 1657 | known
147784 | LEW10-12 | NYISO | 1 | 13.8 | 157 | 1657 | known
147834 | NIAG 345 | NYISO | 1 | 345 | 157 | 1657 | known |  | 43.1045 | -79.0251
147841 | NIAGAR2E | NYISO | 1 | 230 | 157 | 1657 | known |  | 43.14 | -79.0276
147842 | NIAGAR2W | NYISO | 1 | 230 | 157 | 1657 | known |  | 43.14 | -79.0276
147850 | NIAG115E | NYISO | 1 | 115 | 157 | 1657 | known |  | 43.14 | -79.0276
147851 | NIAG115W | NYISO | 1 | 115 | 157 | 1657 | known |  | 43.14 | -79.0276
135553 | KENMORE6 | NYISO | 1 | 115 | 145 | 1658 | unknown
135554 | KENMORE7 | NYISO | 1 | 115 | 145 | 1658 | unknown
135563 | KENMORE1 | NYISO | 1 | 23 | 145 | 1658 | unknown
135555 | AM BRASS | NYISO | 1 | 115 | 145 | 1659 | unknown
135556 | AM BRASS | NYISO | 1 | 115 | 145 | 1659 | unknown
135575 | AMBR LV | NYISO | 1 | 13.8 | 145 | 1659 | unknown
135558 | BFLOSEWR | NYISO | 1 | 115 | 145 | 1660 | unknown
135559 | BFLOSEWR | NYISO | 1 | 115 | 145 | 1660 | unknown
135576 | BUFSEWLV | NYISO | 1 | 13.8 | 145 | 1660 | unknown
135568 | BERG TAP | NYISO | 1 | 115 | 145 | 1661 | unknown
135848 | WALMORE | NYISO | 1 | 13.2 | 145 | 1661 | unknown
135570 | STA182 | NYISO | 1 | 13.2 | 145 | 1662 | unknown
135579 | LAKEV141 | NYISO | 1 | 115 | 145 | 1662 | unknown
135512 | BFLORIV6 | NYISO | 1 | 34.5 | 145 | 1663 | unknown
135518 | BUFFRIVR | NYISO | 1 | 34.5 | 145 | 1663 | unknown
135582 | OHIO145 | NYISO | 1 | 115 | 145 | 1663 | unknown
135583 | OHIO146 | NYISO | 1 | 115 | 145 | 1663 | unknown
135584 | OHIO34-1 | NYISO | 1 | 34.5 | 145 | 1663 | unknown
135585 | OHIO34-2 | NYISO | 1 | 34.5 | 145 | 1663 | unknown
135588 | MLAFTAP | NYISO | 1 | 34.5 | 145 | 1664 | unknown
146709 | MODERNLF | NYISO | 1 | 4.16 | 145 | 1664 | unknown
135593 | AWKESANS | NYISO | 4 | 115 | 175 | 1665 | unknown
135594 | AWKESA34 | NYISO | 4 | 34.5 | 175 | 1665 | unknown
136899 | BRAS VRG | NYISO | 4 | 34.5 | 175 | 1665 | unknown
136901 | BRASHER | NYISO | 4 | 34.5 | 175 | 1665 | unknown
136928 | S REG TA | NYISO | 4 | 34.5 | 175 | 1665 | unknown
148100 | POLE19 | NYISO | 4 | 115 | 175 | 1665 | unknown
135849 | E.GOLAH | NYISO | 2 | 115 | 173 | 1666 | unknown
135917 | E GOLAH | NYISO | 2 | 13.2 | 173 | 1666 | unknown
135850 | SOUR-114 | NYISO | 2 | 115 | 173 | 1667 | unknown | [6 empty] | 43.0538 | -77.6727 | 1986
135851 | SHEL-113 | NYISO | 2 | 115 | 173 | 1667 | unknown | [6 empty] | 43.0538 | -77.6727 | 1986
136054 | SHELBY13 | NYISO | 2 | 13.2 | 173 | 1667 | unknown | [6 empty] | 43.0538 | -77.6727 | 1986
135853 | BATAVIA1 | NYISO | 2 | 115 | 173 | 1668 | unknown
135914 | BATAVIA | NYISO | 2 | 13.2 | 173 | 1668 | unknown
135949 | BATAVIA3 | NYISO | 2 | 34.5 | 173 | 1668 | unknown
135854 | BRCKPTHS | NYISO | 2 | 115 | 173 | 1669 | unknown
135877 | UNIVRSTY | NYISO | 2 | 115 | 173 | 1669 | unknown
135951 | BRCKPT34 | NYISO | 2 | 34.5 | 173 | 1669 | unknown
135952 | BRCKREG1 | NYISO | 2 | 34.5 | 173 | 1669 | unknown
135953 | BRCKREG2 | NYISO | 2 | 34.5 | 173 | 1669 | unknown
136051 | BRCKPT13 | NYISO | 2 | 13.2 | 173 | 1669 | unknown
136055 | W.HAMLIN | NYISO | 2 | 13.2 | 173 | 1669 | unknown
135855 | EBAT-107 | NYISO | 2 | 115 | 173 | 1670 | unknown
135856 | EBAT-119 | NYISO | 2 | 115 | 173 | 1670 | unknown
135900 | MULLERQD | NYISO | 2 | 13.2 | 173 | 1670 | unknown
135971 | EBATAVIA | NYISO | 2 | 13.2 | 173 | 1670 | unknown
135858 | GOLAH115 | NYISO | 2 | 115 | 173 | 1671 | unknown | [6 empty] | 43.0538 | -77.6727 | 1986
135891 | GOLAH63K | NYISO | 2 | 63 | 173 | 1671 | unknown | [6 empty] | 43.0538 | -77.6727 | 1986
135978 | GOLAH34 | NYISO | 2 | 34.5 | 173 | 1671 | unknown | [6 empty] | 43.0538 | -77.6727 | 1986
135860 | LAWLER-1 | NYISO | 3 | 115 | 146 | 1672 | unknown | [6 empty] | 43.0538 | -77.6727 | 1986
136213 | LAWLER-2 | NYISO | 3 | 115 | 146 | 1672 | unknown | [6 empty] | 43.0538 | -77.6727 | 1986
147898 | FRPRT-LI | NYISO | 3 | 12 | 146 | 1672 | unknown | [6 empty] | 43.0538 | -77.6727 | 1986
147899 | FRPRT-L2 | NYISO | 3 | 12.47 | 146 | 1672 | unknown | [6 empty] | 43.0538 | -77.6727 | 1986
135861 | MORTIMER | NYISO | 2 | 115 | 173 | 1673 | unknown |  |  |  | 43.0538 | -77.6727 | 1986 | 43.0538 | -77.6727 | 1986
135892 | MORT63KV | NYISO | 2 | 63 | 173 | 1673 | unknown |  |  |  | 43.0538 | -77.6727 | 1986 | 43.0538 | -77.6727 | 1986
149011 | S82-1115 | NYISO | 2 | 115 | 153 | 1673 | unknown |  |  |  | 43.0538 | -77.6727 | 1986 | 43.0538 | -77.6727 | 1986
149044 | S82 4T | NYISO | 2 | 12.5 | 153 | 1673 | unknown |  |  |  | 43.0538 | -77.6727 | 1986 | 43.0538 | -77.6727 | 1986
149046 | S82-2115 | NYISO | 2 | 115 | 153 | 1673 | unknown |  |  |  | 43.0538 | -77.6727 | 1986 | 43.0538 | -77.6727 | 1986
149049 | S82 B#3 | NYISO | 2 | 115 | 153 | 1673 | unknown |  |  |  | 43.0538 | -77.6727 | 1986 | 43.0538 | -77.6727 | 1986
149125 | S82-1 34 | NYISO | 2 | 34.5 | 153 | 1673 | unknown |  |  |  | 43.0538 | -77.6727 | 1986 | 43.0538 | -77.6727 | 1986
149126 | S82-2 34 | NYISO | 2 | 34.5 | 153 | 1673 | unknown |  |  |  | 43.0538 | -77.6727 | 1986 | 43.0538 | -77.6727 | 1986
149148 | S82 12 | NYISO | 2 | 12.47 | 153 | 1673 | unknown |  |  |  | 43.0538 | -77.6727 | 1986 | 43.0538 | -77.6727 | 1986
135862 | MUMFORD1 | NYISO | 2 | 115 | 173 | 1674 | unknown
135882 | MUMFORD | NYISO | 2 | 13.2 | 173 | 1674 | unknown
135863 | N.LAKE 1 | NYISO | 2 | 115 | 173 | 1675 | unknown
136003 | SONORA | NYISO | 2 | 13.2 | 173 | 1675 | unknown
136010 | NLAKVLE | NYISO | 2 | 34.5 | 173 | 1675 | unknown
135864 | NAKR-107 | NYISO | 2 | 115 | 173 | 1676 | unknown
135865 | NAKR-108 | NYISO | 2 | 115 | 173 | 1676 | unknown
135881 | KNAPP RD | NYISO | 2 | 13.2 | 173 | 1676 | unknown
136006 | NAKRON34 | NYISO | 2 | 34.5 | 173 | 1676 | unknown
136007 | L225REG | NYISO | 2 | 34.5 | 173 | 1676 | unknown
135866 | NLEROYTA | NYISO | 2 | 115 | 173 | 1677 | unknown
135950 | N LEROY | NYISO | 2 | 13.2 | 173 | 1677 | unknown
135960 | L208REG | NYISO | 2 | 34.5 | 173 | 1677 | unknown
136011 | NLEROY34 | NYISO | 2 | 34.5 | 173 | 1677 | unknown
135867 | OAKFLDTP | NYISO | 2 | 115 | 173 | 1678 | unknown
135880 | BIRDSEYE | NYISO | 2 | 115 | 173 | 1678 | unknown
136012 | OAKFIELD | NYISO | 2 | 34.5 | 173 | 1678 | unknown
135871 | SENECAP | NYISO | 2 | 115 | 173 | 1679 | unknown
135885 | O-AT-KA | NYISO | 2 | 13.8 | 173 | 1679 | unknown
135874 | SWDN-113 | NYISO | 2 | 115 | 173 | 1680 | unknown | [6 empty] | 43.0538 | -77.6727 | 1986
135878 | SWEDEN | NYISO | 2 | 34.5 | 173 | 1680 | unknown | [6 empty] | 43.0538 | -77.6727 | 1986
135875 | TELRD107 | NYISO | 2 | 115 | 173 | 1681 | unknown
135876 | TELRD114 | NYISO | 2 | 115 | 173 | 1681 | unknown
136025 | TELRD34 | NYISO | 2 | 34.5 | 173 | 1681 | unknown
135879 | VREG-LOW | NYISO | 2 | 34.5 | 173 | 1682 | unknown
135924 | L201REGH | NYISO | 2 | 34.5 | 173 | 1682 | unknown
135907 | CHRCHTAP | NYISO | 2 | 34.5 | 173 | 1683 | unknown
135996 | L201REG2 | NYISO | 2 | 34.5 | 173 | 1683 | unknown
135915 | RICH TAP | NYISO | 2 | 34.5 | 173 | 1684 | unknown
136001 | L226 REG | NYISO | 2 | 34.5 | 173 | 1684 | unknown
135957 | CALEDONI | NYISO | 2 | 34.5 | 173 | 1685 | unknown
135958 | CALEREG | NYISO | 2 | 34.5 | 173 | 1685 | unknown
135977 | GENESEO | NYISO | 2 | 34.5 | 173 | 1686 | unknown
135980 | L218VREG | NYISO | 2 | 34.5 | 173 | 1686 | unknown
135997 | L209REGH | NYISO | 2 | 34.5 | 173 | 1687 | unknown
135998 | L209REGL | NYISO | 2 | 34.5 | 173 | 1687 | unknown
135999 | L224REG | NYISO | 2 | 34.5 | 173 | 1688 | unknown
136000 | L224REG | NYISO | 2 | 34.5 | 173 | 1688 | unknown
136050 | FARMNGTN TP2 | NYISO | 3 | 115 | 146 | 1689 | unknown |  |  |  | 43.0555 | -77.3842 | 1987 | 43.0555 | -77.3842 | 1987
136197 | FRMGTN-4 | NYISO | 3 | 115 | 146 | 1689 | unknown |  |  |  | 43.0555 | -77.3842 | 1987 | 43.0555 | -77.3842 | 1987
149075 | FARMNGTN | NYISO | 2 | 34.5 | 153 | 1689 | unknown |  |  |  | 43.0555 | -77.3842 | 1987 | 43.0555 | -77.3842 | 1987
149141 | FRMNGT2 | NYISO | 2 | 34.5 | 153 | 1689 | unknown |  |  |  | 43.0555 | -77.3842 | 1987 | 43.0555 | -77.3842 | 1987
149146 | S168 | NYISO | 2 | 12 | 153 | 1689 | unknown |  |  |  | 43.0555 | -77.3842 | 1987 | 43.0555 | -77.3842 | 1987
136101 | EDIC115 | NYISO | 5 | 115 | 147 | 1690 | known
136102 | EDIC115 2 | NYISO | 5 | 115 | 147 | 1690 | known
137200 | EDIC | NYISO | 5 | 345 | 147 | 1690 | known |  | 43.1576 | -75.2271
137210 | PORTER 2 | NYISO | 5 | 230 | 147 | 1690 | known
137235 | PORTER 1 | NYISO | 5 | 115 | 147 | 1690 | known
136053 | WETZEL7 | NYISO | 3 | 115 | 146 | 1691 | known
136150 | CLAY | NYISO | 3 | 345 | 146 | 1691 | known |  | 43.1982 | -76.1713
136181 | CLAY | NYISO | 3 | 115 | 146 | 1691 | known
146721 | Q669_POI | NYISO | 3 | 115 | 146 | 1691 | known
146722 | Q669_PSUCOL0 | NYISO | 3 | 115 | 146 | 1691 | known
146723 | Q669_GSUCOL1 | NYISO | 3 | 34.5 | 146 | 1691 | known
136151 | DEWITT 3 | NYISO | 3 | 345 | 146 | 1692 | known |  | 43.0479 | -76.0437
136179 | BUTTERNT | NYISO | 3 | 115 | 146 | 1692 | known
136189 | DEWITT 1 | NYISO | 3 | 115 | 146 | 1692 | known
136152 | ELBRIDGE | NYISO | 3 | 345 | 146 | 1693 | known |  | 42.9725 | -76.1181
136191 | ELBRIDGE | NYISO | 3 | 115 | 146 | 1693 | known
136393 | ELBRIDGE | NYISO | 3 | 34.5 | 146 | 1693 | known
136154 | OSWEGO | NYISO | 3 | 345 | 146 | 1694 | known |  | 43.4557 | -76.5315
136225 | OSW 3&4 | NYISO | 3 | 115 | 146 | 1694 | known
136539 | OSWEGO S | NYISO | 3 | 34.5 | 146 | 1694 | known
136702 | OSWGO 5G | NYISO | 3 | 22 | 146 | 1694 | known |  | 43.4557 | -76.5315
136703 | OSWGO 6G | NYISO | 3 | 22 | 146 | 1694 | known |  | 43.4557 | -76.5315
136155 | SCRIBA | NYISO | 3 | 345 | 146 | 1695 | known |  | 43.5134 | -76.4078
136236 | SCRIBA | NYISO | 3 | 115 | 146 | 1695 | known |  | 43.5134 | -76.4078
136700 | 9M PT 2G | NYISO | 3 | 25 | 146 | 1695 | known |  | 43.5205 | -76.4059
147797 | JAFITZ1G | NYISO | 3 | 24 | 161 | 1695 | known |  | 43.5173 | -76.3972
147830 | JA FITZP | NYISO | 3 | 345 | 161 | 1695 | known |  | 43.5173 | -76.3972
136157 | 9MI PT1 | NYISO | 3 | 345 | 146 | 1696 | known |  | 43.5205 | -76.4059
136701 | 9M PT 1G | NYISO | 3 | 24 | 146 | 1696 | known |  | 43.5205 | -76.4059
136158 | INDEPNDC | NYISO | 3 | 345 | 146 | 1697 | known |  | 43.495 | -76.4508
136715 | SITH-G1 | NYISO | 3 | 18 | 146 | 1697 | known
136716 | SITH-G2 | NYISO | 3 | 18 | 146 | 1697 | known
136717 | SITH-G3 | NYISO | 3 | 18 | 146 | 1697 | known
136718 | SITH-G4 | NYISO | 3 | 18 | 146 | 1697 | known
136719 | SITH-S5 | NYISO | 3 | 18 | 146 | 1697 | known
136720 | SITH-S6 | NYISO | 3 | 18 | 146 | 1697 | known
136166 | A/B_LY13 | NYISO | 3 | 115 | 146 | 1698 | unknown
136169 | A/B_LYS9 | NYISO | 3 | 115 | 146 | 1698 | unknown
136708 | ANH-BSC1 | NYISO | 3 | 13.2 | 146 | 1698 | unknown
136709 | ANH-BSC2 | NYISO | 3 | 4.16 | 146 | 1698 | unknown
136167 | HOOKRD | NYISO | 3 | 115 | 146 | 1699 | unknown
149059 | S127C782 | NYISO | 2 | 34.5 | 153 | 1699 | unknown
149074 | STA127 | NYISO | 2 | 34.5 | 153 | 1699 | unknown
136174 | ASH | NYISO | 3 | 115 | 146 | 1700 | unknown
136309 | ASH 34.5 | NYISO | 3 | 34.5 | 146 | 1700 | unknown
136178 | BRSTL HL | NYISO | 3 | 115 | 146 | 1701 | unknown
136333 | BRIST HL | NYISO | 3 | 34.5 | 146 | 1701 | unknown
136184 | CORTLAND | NYISO | 3 | 115 | 146 | 1702 | unknown
136366 | CORT REG | NYISO | 3 | 34.5 | 146 | 1702 | unknown
136367 | CORT TB4 | NYISO | 3 | 34.5 | 146 | 1702 | unknown
136370 | CORTLAND | NYISO | 3 | 34.5 | 146 | 1702 | unknown
136187 | CURTIS | NYISO | 3 | 115 | 146 | 1703 | unknown
136377 | CURTIS S | NYISO | 3 | 34.5 | 146 | 1703 | unknown
136198 | OCWE #15 | NYISO | 3 | 115 | 146 | 1704 | unknown
136704 | OCWE GEN | NYISO | 3 | 13.8 | 146 | 1704 | unknown
136203 | HMMRMILL | NYISO | 3 | 115 | 146 | 1705 | unknown
136207 | WINE CRK | NYISO | 3 | 115 | 146 | 1705 | unknown
136706 | HMGENBUS | NYISO | 3 | 13.8 | 146 | 1705 | unknown
136204 | HARRIS | NYISO | 3 | 115 | 146 | 1706 | unknown
136451 | HARRIS R | NYISO | 3 | 34.5 | 146 | 1706 | unknown
136159 | BRIDGE 7 | NYISO | 3 | 115 | 146 | 1707 | unknown |  |  |  | 43.0479 | -76.0437 | 1692 | 43.0479 | -76.0437 | 1692
136160 | BRIDGE10 | NYISO | 3 | 115 | 146 | 1707 | unknown |  |  |  | 43.0479 | -76.0437 | 1692 | 43.0479 | -76.0437 | 1692
136205 | HDSN-10 | NYISO | 3 | 115 | 146 | 1707 | unknown |  |  |  | 43.0479 | -76.0437 | 1692 | 43.0479 | -76.0437 | 1692
136206 | HDSN-7 | NYISO | 3 | 115 | 146 | 1707 | unknown |  |  |  | 43.0479 | -76.0437 | 1692 | 43.0479 | -76.0437 | 1692
136454 | HEADSON3 | NYISO | 3 | 34.5 | 146 | 1707 | unknown |  |  |  | 43.0479 | -76.0437 | 1692 | 43.0479 | -76.0437 | 1692
136208 | HOGAN-1 | NYISO | 3 | 115 | 146 | 1708 | unknown | [6 empty] | 43.0555 | -77.3842 | 1987
136209 | HOGAN-2 | NYISO | 3 | 115 | 146 | 1708 | unknown | [6 empty] | 43.0555 | -77.3842 | 1987
147965 | FRPRT-H1 | NYISO | 3 | 12.47 | 146 | 1708 | unknown | [6 empty] | 43.0555 | -77.3842 | 1987
147966 | FRPRT-H2 | NYISO | 3 | 12.47 | 146 | 1708 | unknown | [6 empty] | 43.0555 | -77.3842 | 1987
136210 | HPKNS-11 | NYISO | 3 | 115 | 146 | 1709 | unknown
136211 | HPKNS-13 | NYISO | 3 | 115 | 146 | 1709 | unknown
136710 | HOPKNS2 | NYISO | 3 | 13.2 | 146 | 1709 | unknown
136711 | HOPKNS13 | NYISO | 3 | 13.2 | 146 | 1709 | unknown
136212 | LABRADOR | NYISO | 3 | 115 | 146 | 1710 | unknown
136473 | LABRADOR | NYISO | 3 | 34.5 | 146 | 1710 | unknown
136216 | HTHSE HL | NYISO | 3 | 115 | 146 | 1711 | unknown | [8 empty] | 1691
136478 | LHH | NYISO | 3 | 34.5 | 146 | 1711 | unknown | [8 empty] | 1691
136712 | L.HILL-1 | NYISO | 3 | 12 | 146 | 1711 | unknown | [8 empty] | 1691
136713 | LIGHHILL | NYISO | 3 | 12 | 146 | 1711 | unknown | [8 empty] | 1691
136218 | MALLORY | NYISO | 3 | 115 | 146 | 1712 | unknown | [5 empty] | 1691 |  |  | 1691
136490 | MALLORY | NYISO | 3 | 34.5 | 146 | 1712 | unknown | [5 empty] | 1691 |  |  | 1691
136231 | PEBBL HL | NYISO | 3 | 115 | 146 | 1713 | unknown |  |  |  | 43.0479 | -76.0437 | 1692 | 43.0479 | -76.0437 | 1692
136559 | PEBBLE H | NYISO | 3 | 34.5 | 146 | 1713 | unknown |  |  |  | 43.0479 | -76.0437 | 1692 | 43.0479 | -76.0437 | 1692
136186 | CRUCIBLE | NYISO | 3 | 115 | 146 | 1714 | unknown | [6 empty] | 42.9725 | -76.1181 | 1693
136238 | SOLVAY-B | NYISO | 3 | 115 | 146 | 1714 | unknown | [6 empty] | 42.9725 | -76.1181 | 1693
136239 | SOLVAY-N | NYISO | 3 | 115 | 146 | 1714 | unknown | [6 empty] | 42.9725 | -76.1181 | 1693
136269 | SOLVTAP2 | NYISO | 3 | 115 | 146 | 1714 | unknown | [6 empty] | 42.9725 | -76.1181 | 1693
136270 | CRUC TAP | NYISO | 3 | 115 | 146 | 1714 | unknown | [6 empty] | 42.9725 | -76.1181 | 1693
136462 | HYDRATAP | NYISO | 3 | 34.5 | 146 | 1714 | unknown | [6 empty] | 42.9725 | -76.1181 | 1693
136602 | SOLVAY34 | NYISO | 3 | 34.5 | 146 | 1714 | unknown | [6 empty] | 42.9725 | -76.1181 | 1693
136707 | IPGENBUS | NYISO | 3 | 13.8 | 146 | 1714 | unknown | [6 empty] | 42.9725 | -76.1181 | 1693
136714 | IPAUXBUS | NYISO | 3 | 4.16 | 146 | 1714 | unknown | [6 empty] | 42.9725 | -76.1181 | 1693
147940 | SOLVBRDG | NYISO | 3 | 115 | 146 | 1714 | unknown | [6 empty] | 42.9725 | -76.1181 | 1693
136199 | GEN MTRS | NYISO | 3 | 115 | 146 | 1715 | unknown
136244 | TEALL | NYISO | 3 | 115 | 146 | 1715 | unknown
136257 | TEALL D | NYISO | 3 | 34.5 | 146 | 1715 | unknown
136374 | COURT TA | NYISO | 3 | 34.5 | 146 | 1715 | unknown
136629 | TEALL AV | NYISO | 3 | 34.5 | 146 | 1715 | unknown
136246 | TILDEN | NYISO | 3 | 115 | 146 | 1716 | unknown
136636 | TILDEN 3 | NYISO | 3 | 34.5 | 146 | 1716 | unknown
136250 | WHITMAN | NYISO | 3 | 115 | 146 | 1717 | unknown
136660 | WHITMAN | NYISO | 3 | 34.5 | 146 | 1717 | unknown
136251 | WOODARD | NYISO | 3 | 115 | 146 | 1718 | unknown
136664 | WOODARD | NYISO | 3 | 34.5 | 146 | 1718 | unknown
136253 | CARR ST | NYISO | 3 | 115 | 146 | 1719 | unknown |  |  |  | 43.0479 | -76.0437 | 1692 | 43.0479 | -76.0437 | 1692
136277 | BRSTLAB2 | NYISO | 3 | 115 | 146 | 1719 | unknown |  |  |  | 43.0479 | -76.0437 | 1692 | 43.0479 | -76.0437 | 1692
136728 | ESYR GT1 | NYISO | 3 | 13.2 | 146 | 1719 | unknown |  |  |  | 43.0479 | -76.0437 | 1692 | 43.0479 | -76.0437 | 1692
136729 | ESYR GT2 | NYISO | 3 | 13.2 | 146 | 1719 | unknown |  |  |  | 43.0479 | -76.0437 | 1692 | 43.0479 | -76.0437 | 1692
136730 | ESYR ST1 | NYISO | 3 | 13.2 | 146 | 1719 | unknown |  |  |  | 43.0479 | -76.0437 | 1692 | 43.0479 | -76.0437 | 1692
136301 | VARICK | NYISO | 3 | 46 | 146 | 1720 | unknown
136652 | VARICK | NYISO | 3 | 34.5 | 146 | 1720 | unknown
136680 | FEN-WIND | NYISO | 3 | 115 | 146 | 1721 | unknown
136681 | FENGENC1 | NYISO | 3 | 0.575 | 146 | 1721 | unknown
136682 | FENGEN | NYISO | 3 | 24.9 | 146 | 1721 | unknown
146682 | FENGENC2 | NYISO | 3 | 0.575 | 146 | 1721 | unknown
136753 | BALMAT | NYISO | 5 | 115 | 147 | 1722 | unknown
136955 | BALMAT | NYISO | 5 | 23 | 147 | 1722 | unknown
136755 | BLACK RV | NYISO | 5 | 115 | 147 | 1723 | unknown
136963 | BLKRIVER | NYISO | 5 | 23 | 147 | 1723 | unknown
137173 | BLACK RI | NYISO | 5 | 2.3 | 147 | 1723 | unknown
136756 | BLAKE | NYISO | 5 | 115 | 147 | 1724 | unknown
137158 | BLAKE G | NYISO | 5 | 6.9 | 147 | 1724 | unknown
136759 | BRNS FLS | NYISO | 5 | 115 | 147 | 1725 | unknown
136902 | BROWNS F | NYISO | 5 | 34.5 | 147 | 1725 | unknown
137159 | BROWNS F | NYISO | 5 | 6.9 | 147 | 1725 | unknown
136763 | COFFEEN | NYISO | 5 | 115 | 147 | 1726 | unknown
136986 | COFFEEN | NYISO | 5 | 23 | 147 | 1726 | unknown
136764 | COLTON | NYISO | 5 | 115 | 147 | 1727 | unknown
137150 | COLTON G | NYISO | 5 | 13.8 | 147 | 1727 | unknown
137151 | COLTONG2 | NYISO | 5 | 13.8 | 147 | 1727 | unknown
137152 | COLTONG3 | NYISO | 5 | 13.8 | 147 | 1727 | unknown
136770 | FIVE FLS | NYISO | 5 | 115 | 147 | 1728 | unknown
137154 | FIV FL G | NYISO | 5 | 11.5 | 147 | 1728 | unknown
136776 | INDN RIV | NYISO | 5 | 115 | 147 | 1729 | unknown
137033 | INDN RIV | NYISO | 5 | 23 | 147 | 1729 | unknown
136777 | LK COLBY | NYISO | 4 | 115 | 175 | 1730 | unknown
136857 | LAKE COL | NYISO | 4 | 46 | 175 | 1730 | unknown
136778 | LOWVILLE | NYISO | 5 | 115 | 147 | 1731 | unknown
137044 | LOWVILLE | NYISO | 5 | 23 | 147 | 1731 | unknown
136779 | LTL RV-F | NYISO | 5 | 115 | 147 | 1732 | unknown
136780 | LTL RV-G | NYISO | 5 | 115 | 147 | 1732 | unknown
137043 | LITTLE R | NYISO | 5 | 23 | 147 | 1732 | unknown
136781 | LWRNCE-A | NYISO | 5 | 115 | 147 | 1733 | unknown
136782 | LWRNCE-B | NYISO | 5 | 115 | 147 | 1733 | unknown
137153 | LAWRENCE | NYISO | 5 | 13.2 | 147 | 1733 | unknown
136783 | MALONE | NYISO | 4 | 115 | 175 | 1734 | unknown | [8 empty] | 1966
136918 | MALONE 3 | NYISO | 4 | 34.5 | 175 | 1734 | unknown | [8 empty] | 1966
136785 | MCINTYRE | NYISO | 5 | 115 | 147 | 1735 | unknown
137045 | MCINTYRE | NYISO | 5 | 23 | 147 | 1735 | unknown
136786 | MOSH_SUN | NYISO | 5 | 115 | 147 | 1736 | unknown
137160 | MOSHIERG | NYISO | 5 | 6.9 | 147 | 1736 | unknown
137161 | SOFT MAP | NYISO | 5 | 6.9 | 147 | 1736 | unknown
137162 | EAGLEGEN | NYISO | 5 | 2.4 | 147 | 1736 | unknown
136788 | N CARTHG | NYISO | 5 | 115 | 147 | 1737 | unknown
136811 | N.CARTHG | NYISO | 5 | 23 | 147 | 1737 | unknown
136789 | N GOUVNR | NYISO | 5 | 115 | 147 | 1738 | unknown
137053 | NATUR DM | NYISO | 5 | 23 | 147 | 1738 | unknown
136791 | NICHOLVL | NYISO | 4 | 115 | 175 | 1739 | unknown
136926 | NICHOLVI | NYISO | 4 | 34.5 | 175 | 1739 | unknown
136792 | NORFOLK | NYISO | 5 | 115 | 147 | 1740 | unknown
137054 | NORFOLK | NYISO | 5 | 23 | 147 | 1740 | unknown
136799 | RAINBOW | NYISO | 5 | 115 | 147 | 1741 | unknown
137155 | RAINBW G | NYISO | 5 | 11.5 | 147 | 1741 | unknown
136802 | S COLTON | NYISO | 5 | 115 | 147 | 1742 | unknown
137156 | S CLTN G | NYISO | 5 | 11.5 | 147 | 1742 | unknown
136804 | SANDST-5 | NYISO | 5 | 115 | 147 | 1743 | unknown
137163 | HANNAWA | NYISO | 5 | 4.8 | 147 | 1743 | unknown
136805 | STARK | NYISO | 5 | 115 | 147 | 1744 | unknown
137157 | STARK G | NYISO | 5 | 11.5 | 147 | 1744 | unknown
136807 | TAYLORVL | NYISO | 5 | 115 | 147 | 1745 | unknown
137086 | TAYLORVI | NYISO | 5 | 23 | 147 | 1745 | unknown
137185 | TAYLORVI | NYISO | 5 | 2.3 | 147 | 1745 | unknown
136818 | TOWNLINEB | NYISO | 5 | 115 | 147 | 1746 | unknown
136819 | TOWNLINE | NYISO | 5 | 46 | 147 | 1746 | unknown
136820 | PIERCEF REG | NYISO | 5 | 46 | 147 | 1747 | unknown
136861 | PIERC HY | NYISO | 5 | 46 | 147 | 1747 | unknown
136862 | PIERCEFI | NYISO | 5 | 46 | 147 | 1747 | unknown
136821 | KB-AD115 | NYISO | 5 | 115 | 147 | 1748 | unknown | [5 empty] | 1964 |  |  | 1964
147835 | ADRON B1 | NYISO | 5 | 230 | 162 | 1748 | unknown | [5 empty] | 1964 |  |  | 1964
147836 | ADRON B2 | NYISO | 5 | 230 | 162 | 1748 | unknown | [5 empty] | 1964 |  |  | 1964
136822 | KAMINEBF | NYISO | 5 | 115 | 147 | 1749 | unknown | [8 empty] | 1964
136823 | KAMINEGT | NYISO | 5 | 13.8 | 147 | 1749 | unknown | [8 empty] | 1964
136824 | KAMINEST | NYISO | 5 | 13.8 | 147 | 1749 | unknown | [8 empty] | 1964
136848 | LYNDL MR | NYISO | 5 | 115 | 147 | 1750 | unknown
136849 | LYONSFLS | NYISO | 5 | 115 | 147 | 1750 | unknown
146402 | LF+GLD+KSTV | NYISO | 5 | 23 | 147 | 1750 | unknown
136852 | FRANKLIN | NYISO | 4 | 46 | 175 | 1751 | unknown
137179 | FRANK HY | NYISO | 4 | 2.3 | 175 | 1751 | unknown
136854 | GILPIN B | NYISO | 4 | 46 | 175 | 1752 | unknown
136855 | GILPINT | NYISO | 4 | 46 | 175 | 1752 | unknown
136865 | UNION | NYISO | 4 | 46 | 175 | 1753 | unknown
136866 | UNION RE | NYISO | 4 | 46 | 175 | 1753 | unknown
136896 | KRAFT TP | NYISO | 4 | 34.5 | 175 | 1754 | unknown
136913 | KRAFT | NYISO | 4 | 34.5 | 175 | 1754 | unknown
136903 | CHASM | NYISO | 4 | 34.5 | 175 | 1755 | unknown
137166 | CHASM HY | NYISO | 4 | 2.2 | 175 | 1755 | unknown
136919 | MINE RD | NYISO | 5 | 34.5 | 147 | 1756 | unknown
137049 | MINE 23 | NYISO | 5 | 23 | 147 | 1756 | unknown
136959 | BEAVR TP | NYISO | 5 | 23 | 147 | 1757 | unknown
137171 | BEAVR FA | NYISO | 5 | 2.3 | 147 | 1757 | unknown
136960 | BELFORT | NYISO | 5 | 23 | 147 | 1758 | unknown
137172 | BELFORT | NYISO | 5 | 2.3 | 147 | 1758 | unknown
136966 | BOONVILL | NYISO | 5 | 23 | 147 | 1759 | unknown
137221 | BOONVL | NYISO | 5 | 115 | 147 | 1759 | unknown
137272 | BOONVILL | NYISO | 5 | 46 | 147 | 1759 | unknown
136977 | CATALDO | NYISO | 5 | 23 | 147 | 1760 | unknown
136978 | CATALDO | NYISO | 5 | 23 | 147 | 1760 | unknown
136980 | LONGFALL | NYISO | 5 | 23 | 147 | 1761 | unknown
136981 | LONGHYDR | NYISO | 5 | 4.2 | 147 | 1761 | unknown
136990 | COPEN TP | NYISO | 5 | 23 | 147 | 1762 | unknown
136991 | COPENGEN | NYISO | 5 | 23 | 147 | 1762 | unknown
136997 | DEFERIET | NYISO | 5 | 23 | 147 | 1763 | unknown
137174 | DEFERIET | NYISO | 5 | 2.3 | 147 | 1763 | unknown
136998 | DENLEY | NYISO | 5 | 23 | 147 | 1764 | unknown
136999 | DENLEY | NYISO | 5 | 23 | 147 | 1764 | unknown
137002 | DIAM.ISL | NYISO | 5 | 23 | 147 | 1765 | unknown
137175 | DIAM ISL | NYISO | 5 | 2.3 | 147 | 1765 | unknown
137003 | E NORFOK | NYISO | 5 | 23 | 147 | 1766 | unknown
137176 | E NORFOK | NYISO | 5 | 2.3 | 147 | 1766 | unknown
137004 | EEL WEIR | NYISO | 5 | 23 | 147 | 1767 | unknown
137167 | EEL HYDR | NYISO | 5 | 2.4 | 147 | 1767 | unknown
137005 | EFFLEY | NYISO | 5 | 23 | 147 | 1768 | unknown
137177 | EFFLEY | NYISO | 5 | 2.3 | 147 | 1768 | unknown
137006 | ELMER | NYISO | 5 | 23 | 147 | 1769 | unknown
137178 | ELMER | NYISO | 5 | 2.3 | 147 | 1769 | unknown
137009 | EMER PAP | NYISO | 5 | 23 | 147 | 1770 | unknown
137168 | EMERYVLE | NYISO | 5 | 2.4 | 147 | 1770 | unknown
137017 | FRONTENC | NYISO | 5 | 23 | 147 | 1771 | unknown
137169 | FRONTENA | NYISO | 5 | 2.4 | 147 | 1771 | unknown
137027 | HERRINGS | NYISO | 5 | 23 | 147 | 1772 | unknown
137180 | HERRINGS | NYISO | 5 | 2.3 | 147 | 1772 | unknown
137029 | HIGHFALL | NYISO | 5 | 23 | 147 | 1773 | unknown
137181 | HIGH FAL | NYISO | 5 | 2.3 | 147 | 1773 | unknown
137037 | KAMARGO | NYISO | 5 | 23 | 147 | 1774 | unknown
137182 | KAMARGO | NYISO | 5 | 2.3 | 147 | 1774 | unknown
137048 | MILL ST. | NYISO | 5 | 23 | 147 | 1775 | unknown
137164 | MILL ST | NYISO | 5 | 4.8 | 147 | 1775 | unknown
137055 | NORWOOD | NYISO | 5 | 23 | 147 | 1776 | unknown
137183 | NORWOOD | NYISO | 5 | 2.3 | 147 | 1776 | unknown
137077 | SEWALLS | NYISO | 5 | 23 | 147 | 1777 | unknown
137184 | SEWALLS | NYISO | 5 | 2.3 | 147 | 1777 | unknown
137087 | WAT.MUNI | NYISO | 5 | 23 | 147 | 1778 | unknown
147948 | WATOWMU | NYISO | 5 | 2.3 | 147 | 1778 | unknown
137090 | YALEVILL | NYISO | 5 | 23 | 147 | 1779 | unknown
137186 | YALEVILL | NYISO | 5 | 2.3 | 147 | 1779 | unknown
137092 | WEST TAP | NYISO | 5 | 23 | 147 | 1780 | unknown
137165 | WESTENDH | NYISO | 5 | 4.16 | 147 | 1780 | unknown
137149 | LYONFLS | NYISO | 5 | 2.4 | 147 | 1781 | unknown
146405 | LYONSFALLSML | NYISO | 5 | 23 | 147 | 1781 | unknown
137170 | THER HYD | NYISO | 5 | 2.4 | 147 | 1782 | unknown
147945 | THERESA | NYISO | 5 | 23 | 147 | 1782 | unknown
137187 | TANNERYH | NYISO | 5 | 0.6 | 147 | 1783 | unknown
137188 | TANNERY | NYISO | 5 | 23 | 147 | 1783 | unknown
137212 | FRFLD_G1-3 | NYISO | 5 | 0.69 | 147 | 1784 | unknown
137213 | FRFLD_1C-3C | NYISO | 5 | 34.5 | 147 | 1784 | unknown
137214 | FRFLD34 | NYISO | 5 | 34.5 | 147 | 1785 | unknown | [8 empty] | 1690
137215 | FRFLD B 115 | NYISO | 5 | 115 | 147 | 1785 | unknown | [8 empty] | 1690
137216 | FRFLD A 115 | NYISO | 5 | 115 | 147 | 1785 | unknown | [8 empty] | 1690
137224 | DEERFD-H | NYISO | 5 | 115 | 147 | 1786 | unknown | [5 empty] | 1690 |  |  | 1690
137225 | DEERFD-I | NYISO | 5 | 115 | 147 | 1786 | unknown | [5 empty] | 1690 |  |  | 1690
137280 | DEERFIEL | NYISO | 5 | 46 | 147 | 1786 | unknown | [5 empty] | 1690 |  |  | 1690
137228 | INGMS-CD | NYISO | 5 | 115 | 147 | 1787 | unknown
137281 | DOLGEVIL | NYISO | 5 | 46 | 147 | 1787 | unknown
137302 | INGHAMS | NYISO | 5 | 46 | 147 | 1787 | unknown
137403 | INGH HYD | NYISO | 5 | 2.4 | 147 | 1787 | unknown
137886 | INGHAM-E | NYISO | 6 | 115 | 148 | 1787 | unknown
137230 | LEHIGH | NYISO | 5 | 115 | 147 | 1788 | unknown
137366 | VORHEES | NYISO | 5 | 34.5 | 147 | 1788 | unknown
137240 | SCHUYLER | NYISO | 5 | 115 | 147 | 1789 | unknown | [5 empty] | 1690 |  |  | 1690
137341 | SCHUYLER | NYISO | 5 | 46 | 147 | 1789 | unknown | [5 empty] | 1690 |  |  | 1690
137246 | VALLEY | NYISO | 5 | 115 | 147 | 1790 | unknown | [5 empty] | 1690 |  |  | 1690
137317 | MOTECH T | NYISO | 5 | 46 | 147 | 1790 | unknown | [5 empty] | 1690 |  |  | 1690
137346 | VALLEY | NYISO | 5 | 46 | 147 | 1790 | unknown | [5 empty] | 1690 |  |  | 1690
137247 | YAHNDSIS | NYISO | 5 | 115 | 147 | 1791 | unknown
137250 | DEBALSOT | NYISO | 5 | 115 | 147 | 1791 | unknown
137356 | YAHNUNDA | NYISO | 5 | 46 | 147 | 1791 | unknown
137322 | O.F. REG | NYISO | 5 | 46 | 147 | 1792 | unknown
137323 | O.F. TAP | NYISO | 5 | 46 | 147 | 1792 | unknown
137342 | TRENTON | NYISO | 5 | 46 | 147 | 1793 | unknown | [8 empty] | 1690
137400 | TRENTH#5 | NYISO | 5 | 13.2 | 147 | 1793 | unknown | [8 empty] | 1690
137401 | TRENTH#6 | NYISO | 5 | 13.2 | 147 | 1793 | unknown | [8 empty] | 1690
137402 | TRENTH#7 | NYISO | 5 | 13.2 | 147 | 1793 | unknown | [8 empty] | 1690
137452 | N.SCOT77 | NYISO | 6 | 345 | 148 | 1794 | known |  | 42.6092 | -73.9042
137453 | N.SCOT99 | NYISO | 6 | 345 | 148 | 1794 | known |  | 42.6092 | -73.9042
137516 | N.SCOT1 | NYISO | 6 | 115 | 148 | 1794 | known
148963 | Q556 NS66K | NYISO | 6 | 345 | 148 | 1794 | known |  | 42.8599 | -74.4289
137454 | REYNLD3 | NYISO | 6 | 345 | 148 | 1795 | known |  | 42.6727 | -73.6876
137528 | REY. RD. | NYISO | 6 | 115 | 148 | 1795 | known
137481 | JMC1+7TP | NYISO | 6 | 115 | 148 | 1796 | known
137510 | JMC2+9TP | NYISO | 6 | 115 | 148 | 1796 | known |  | 42.6251 | -73.7483
137637 | PLSTCS.5 | NYISO | 6 | 13.8 | 148 | 1796 | known
137638 | PLSTCS.5 | NYISO | 6 | 13.8 | 148 | 1796 | known
137701 | JMCGT13 | NYISO | 6 | 13.8 | 148 | 1796 | known
137702 | JMC2ST13 | NYISO | 6 | 13.8 | 148 | 1796 | known
137703 | JMCGT213 | NYISO | 6 | 13.8 | 148 | 1796 | known
146035 | JMC_SELKIRK1 | NYISO | 6 | 13.8 | 148 | 1796 | known
137483 | ARSENAL | NYISO | 6 | 13.2 | 148 | 1797 | unknown
137486 | ARSENAL31TP | NYISO | 6 | 115 | 148 | 1797 | unknown
137487 | ARSENAL19TP | NYISO | 6 | 115 | 148 | 1797 | unknown
137484 | ALTAMONT | NYISO | 6 | 115 | 148 | 1798 | unknown
137572 | ALTAMONT | NYISO | 6 | 34.5 | 148 | 1798 | unknown
137488 | BETHLEHE | NYISO | 6 | 115 | 148 | 1799 | unknown |  |  |  | 42.5963 | -73.7642 | 1818 | 42.5963 | -73.7642 | 1818
137577 | BETHLM | NYISO | 6 | 34.5 | 148 | 1799 | unknown |  |  |  | 42.5963 | -73.7642 | 1818 | 42.5963 | -73.7642 | 1818
137502 | GBSH+LGE | NYISO | 6 | 115 | 148 | 1800 | unknown |  |  |  | 42.5963 | -73.7642 | 1818 | 42.5963 | -73.7642 | 1818
137609 | GREENBUS | NYISO | 6 | 34.5 | 148 | 1800 | unknown |  |  |  | 42.5963 | -73.7642 | 1818 | 42.5963 | -73.7642 | 1818
137709 | LGE-GT | NYISO | 6 | 13.8 | 148 | 1800 | unknown |  |  |  | 42.5963 | -73.7642 | 1818 | 42.5963 | -73.7642 | 1818
137710 | LGE-ST | NYISO | 6 | 13.8 | 148 | 1800 | unknown |  |  |  | 42.5963 | -73.7642 | 1818 | 42.5963 | -73.7642 | 1818
137505 | HUDSON | NYISO | 6 | 115 | 148 | 1801 | unknown
137611 | HUDSON34 | NYISO | 6 | 34.5 | 148 | 1801 | unknown
137513 | MAPLWOOD | NYISO | 6 | 115 | 148 | 1802 | unknown
137620 | MAPLE34 | NYISO | 6 | 34.5 | 148 | 1802 | unknown
137515 | MENANDS | NYISO | 6 | 115 | 148 | 1803 | unknown | [6 empty] | 42.6727 | -73.6876 | 1795
137623 | MENANDS | NYISO | 6 | 34.5 | 148 | 1803 | unknown | [6 empty] | 42.6727 | -73.6876 | 1795
137517 | N. TROY | NYISO | 6 | 115 | 148 | 1804 | unknown | [8 empty] | 1809
137629 | NTROY34 | NYISO | 6 | 34.5 | 148 | 1804 | unknown | [8 empty] | 1809
137519 | OW CRN E | NYISO | 6 | 115 | 148 | 1805 | unknown | [5 empty] | 1796 |  |  | 1796
137520 | OC W +MG | NYISO | 6 | 115 | 148 | 1805 | unknown | [5 empty] | 1796 |  |  | 1796
137632 | O. C. 13 | NYISO | 6 | 13.2 | 148 | 1805 | unknown | [5 empty] | 1796 |  |  | 1796
137521 | PATRN 11 | NYISO | 6 | 115 | 148 | 1806 | unknown
137542 | ST CAMPS | NYISO | 6 | 115 | 148 | 1806 | unknown
137635 | PATROON | NYISO | 6 | 34.5 | 148 | 1806 | unknown
137529 | RIVERSDE | NYISO | 6 | 115 | 148 | 1807 | unknown
137641 | RIVSIDE | NYISO | 6 | 34.5 | 148 | 1807 | unknown
137531 | ROSA RD | NYISO | 6 | 115 | 148 | 1808 | unknown
137642 | ROSA RD | NYISO | 6 | 34.5 | 148 | 1808 | unknown
137532 | RTRDM1 | NYISO | 6 | 115 | 148 | 1809 | known
137643 | ROTTDM | NYISO | 6 | 34.5 | 148 | 1809 | known
137730 | ROTRDM.2 | NYISO | 6 | 230 | 148 | 1809 | known
137949 | ROTT 69 | NYISO | 6 | 69 | 148 | 1809 | known
148964 | ROTTERDAM | NYISO | 6 | 345 | 148 | 1809 | known |  | 42.8289 | -73.9973
137553 | WOODLAWN | NYISO | 6 | 115 | 148 | 1810 | unknown
137700 | WOODLAWN | NYISO | 6 | 34.5 | 148 | 1810 | unknown
137555 | REGEN 9TP | NYISO | 6 | 115 | 148 | 1811 | unknown |  |  |  | 42.6727 | -73.6876 | 1795 | 42.6727 | -73.6876 | 1795
137685 | REGEN 4TP | NYISO | 6 | 115 | 148 | 1811 | unknown |  |  |  | 42.6727 | -73.6876 | 1795 | 42.6727 | -73.6876 | 1795
137686 | REGENERON | NYISO | 6 | 13.8 | 148 | 1811 | unknown |  |  |  | 42.6727 | -73.6876 | 1795 | 42.6727 | -73.6876 | 1795
137558 | GBSH345 | NYISO | 6 | 345 | 148 | 1812 | known |  | 42.6059 | -73.7149
137559 | BESI20G1 | NYISO | 6 | 18 | 148 | 1812 | known
137560 | BESI20G2 | NYISO | 6 | 18 | 148 | 1812 | known
137561 | BESI20G3 | NYISO | 6 | 18 | 148 | 1812 | known
137562 | EASTOVER RD | NYISO | 6 | 230 | 148 | 1813 | unknown | [5 empty] | 1809 |  |  | 1809
137563 | EASTOVER RD | NYISO | 6 | 115 | 148 | 1813 | unknown | [5 empty] | 1809 |  |  | 1809
137565 | GE HLTH | NYISO | 6 | 13.8 | 148 | 1814 | unknown |  |  |  | 42.6727 | -73.6876 | 1795 | 42.6727 | -73.6876 | 1795
137566 | GE2TP | NYISO | 6 | 115 | 148 | 1814 | unknown |  |  |  | 42.6727 | -73.6876 | 1795 | 42.6727 | -73.6876 | 1795
137567 | GE31TP | NYISO | 6 | 115 | 148 | 1814 | unknown |  |  |  | 42.6727 | -73.6876 | 1795 | 42.6727 | -73.6876 | 1795
137592 | CRESCENT | NYISO | 6 | 34.5 | 148 | 1815 | unknown
147792 | CRSCNT#1 | NYISO | 6 | 13.8 | 164 | 1815 | unknown
147793 | CRSCNT#2 | NYISO | 6 | 13.8 | 164 | 1815 | unknown
137607 | GIH+FM+B | NYISO | 6 | 34.5 | 148 | 1816 | unknown
147901 | GREN ISL | NYISO | 6 | 4.8 | 148 | 1816 | unknown
137670 | VISCHERS | NYISO | 6 | 34.5 | 148 | 1817 | unknown
147794 | VISCHR#1 | NYISO | 6 | 13.8 | 164 | 1817 | unknown
147795 | VISCHR#2 | NYISO | 6 | 13.8 | 164 | 1817 | unknown
137711 | BETHGT1 | NYISO | 6 | 18 | 148 | 1818 | known |  | 42.5963 | -73.7642
137712 | BETHGT2 | NYISO | 6 | 18 | 148 | 1818 | known |  | 42.5963 | -73.7642
137713 | BETHGT3 | NYISO | 6 | 18 | 148 | 1818 | known |  | 42.5963 | -73.7642
137714 | BETH STM | NYISO | 6 | 18 | 148 | 1818 | known |  | 42.5963 | -73.7642
137716 | ALB1 | NYISO | 6 | 115 | 148 | 1818 | known |  | 42.5963 | -73.7642
137717 | ALB2 | NYISO | 6 | 115 | 148 | 1818 | known |  | 42.5963 | -73.7642
137718 | ALB3 | NYISO | 6 | 115 | 148 | 1818 | known |  | 42.5963 | -73.7642
137719 | ALB4 | NYISO | 6 | 115 | 148 | 1818 | known |  | 42.5963 | -73.7642
137863 | BALSTN E | NYISO | 6 | 115 | 148 | 1819 | unknown
137864 | BALSTN W | NYISO | 6 | 115 | 148 | 1819 | unknown
137962 | BALLSTON | NYISO | 6 | 34.5 | 148 | 1819 | unknown
137865 | BATKILL | NYISO | 6 | 115 | 148 | 1820 | unknown
137964 | BK+HV+FM | NYISO | 6 | 34.5 | 148 | 1820 | unknown
137866 | BROOK E | NYISO | 6 | 115 | 148 | 1821 | unknown
137868 | BROOK1 | NYISO | 6 | 115 | 148 | 1821 | unknown
138046 | BROOK | NYISO | 6 | 34.5 | 148 | 1821 | unknown
137880 | EJWEST1+2 | NYISO | 6 | 115 | 148 | 1822 | unknown
146030 | STRT_BRDG_HY | NYISO | 6 | 13.2 | 148 | 1822 | unknown
137885 | HOOSICK | NYISO | 6 | 115 | 148 | 1823 | unknown
137985 | HOOSICK | NYISO | 6 | 34.5 | 148 | 1823 | unknown
137891 | MARSH115 | NYISO | 6 | 115 | 148 | 1824 | unknown
137944 | MARSH 69 | NYISO | 6 | 69 | 148 | 1824 | unknown
137892 | MECO 115 | NYISO | 6 | 115 | 148 | 1825 | unknown
137947 | MECO 69 | NYISO | 6 | 69 | 148 | 1825 | unknown
137859 | FINCH TP | NYISO | 6 | 115 | 148 | 1826 | unknown
137893 | MOHICAN | NYISO | 6 | 115 | 148 | 1826 | unknown
137996 | MOHICAN | NYISO | 6 | 34.5 | 148 | 1826 | unknown
137896 | N. CRK | NYISO | 6 | 115 | 148 | 1827 | unknown
137997 | NO CREEK | NYISO | 6 | 34.5 | 148 | 1827 | unknown
137899 | QBURY | NYISO | 6 | 115 | 148 | 1828 | unknown
138000 | QUEN+LUM | NYISO | 6 | 34.5 | 148 | 1828 | unknown
137904 | SPIER | NYISO | 6 | 115 | 148 | 1829 | unknown
138011 | SPIER 34 | NYISO | 6 | 34.5 | 148 | 1829 | unknown
138035 | SPIER#8 | NYISO | 6 | 6.9 | 148 | 1829 | unknown
138037 | SPIERREG | NYISO | 6 | 34.5 | 148 | 1829 | unknown
137912 | VAIL 115 | NYISO | 6 | 115 | 148 | 1830 | unknown
137955 | VAIL 69 | NYISO | 6 | 69 | 148 | 1830 | unknown
137914 | WBURG115 | NYISO | 6 | 115 | 148 | 1831 | unknown
138014 | WBURGREG | NYISO | 6 | 34.5 | 148 | 1831 | unknown
138017 | WBURG34 | NYISO | 6 | 34.5 | 148 | 1831 | unknown
137887 | IP CORIN | NYISO | 6 | 115 | 148 | 1832 | unknown
137918 | INDECK-C | NYISO | 6 | 115 | 148 | 1832 | unknown
138039 | INDECK-C | NYISO | 6 | 13.8 | 148 | 1832 | unknown
137921 | FLATRKGN_V82 | NYISO | 5 | 0.6 | 147 | 1833 | unknown | [6 empty] | 44.8805 | -73.439 | 1835
137922 | FLATRKCN | NYISO | 5 | 34.5 | 147 | 1833 | unknown | [6 empty] | 44.8805 | -73.439 | 1835
137923 | RECTOR N | NYISO | 5 | 34.5 | 147 | 1834 | unknown |  |  |  | 44.8805 | -73.439 | 1835 | 44.8805 | -73.439 | 1835
137926 | RECTOR S | NYISO | 5 | 34.5 | 147 | 1834 | unknown |  |  |  | 44.8805 | -73.439 | 1835 | 44.8805 | -73.439 | 1835
137927 | RECTOR | NYISO | 5 | 230 | 147 | 1834 | unknown |  |  |  | 44.8805 | -73.439 | 1835 | 44.8805 | -73.439 | 1835
146453 | Q546_230_TRA | NYISO | 5 | 230 | 147 | 1834 | unknown |  |  |  | 44.8805 | -73.439 | 1835 | 44.8805 | -73.439 | 1835
146454 | Q546_34_COL | NYISO | 5 | 34.5 | 147 | 1834 | unknown |  |  |  | 44.8805 | -73.439 | 1835 | 44.8805 | -73.439 | 1835
137924 | FLATRKGS_V82 | NYISO | 5 | 0.6 | 147 | 1835 | known |  | 44.8805 | -73.439
137925 | FLATRKCS | NYISO | 5 | 34.5 | 147 | 1835 | known |  | 44.8805 | -73.439
137937 | EPHR 69 | NYISO | 6 | 69 | 148 | 1836 | unknown
138023 | EPHR 23 | NYISO | 6 | 23 | 148 | 1836 | unknown
137948 | NORTHV69 | NYISO | 6 | 69 | 148 | 1837 | unknown
138026 | NORTHV23 | NYISO | 6 | 23 | 148 | 1837 | unknown
137953 | SUMMIT | NYISO | 6 | 69 | 148 | 1838 | unknown
138031 | SUMMIT | NYISO | 6 | 23 | 148 | 1838 | unknown
147930 | RCHMDVLE | NYISO | 6 | 69 | 148 | 1838 | unknown
137958 | SHRMNISL | NYISO | 6 | 115 | 148 | 1839 | unknown
137959 | SHRMAN_G | NYISO | 6 | 6.6 | 148 | 1839 | unknown
146652 | SHERMG6 | NYISO | 6 | 4.16 | 148 | 1839 | unknown
137989 | KREG+RIP | NYISO | 6 | 34.5 | 148 | 1840 | unknown
137990 | KNAPP RD | NYISO | 6 | 34.5 | 148 | 1840 | unknown
135277 | FALCONER | NYISO | 1 | 115 | 145 | 1841 | known |  | 42.112 | -79.2046
145000 | JAMESTB4 | NYISO | 1 | 34.5 | 145 | 1841 | known
145006 | JAMESLD1 | NYISO | 1 | 13.8 | 145 | 1841 | known
145007 | JAMESLD2 | NYISO | 1 | 115 | 145 | 1841 | known |  | 42.0936 | -79.2483
145008 | JAMESTB5 | NYISO | 1 | 34.5 | 145 | 1841 | known
145009 | JAMESLD1 | NYISO | 1 | 115 | 145 | 1841 | known |  | 42.0936 | -79.2483
145011 | JAMESLD2 | NYISO | 1 | 13.8 | 145 | 1841 | known
145012 | JAMESLD3 | NYISO | 1 | 13.8 | 145 | 1841 | known
145013 | JAMESLD3 | NYISO | 1 | 115 | 145 | 1841 | known
145001 | JAMESLN4 | NYISO | 1 | 34.5 | 145 | 1842 | unknown |  |  |  | 42.112 | -79.2046 | 1841 | 42.112 | -79.2046 | 1841
145002 | JAMESLN2 | NYISO | 1 | 34.5 | 145 | 1842 | unknown |  |  |  | 42.112 | -79.2046 | 1841 | 42.112 | -79.2046 | 1841
145003 | JAMESGN9 | NYISO | 1 | 13.8 | 145 | 1842 | unknown |  |  |  | 42.112 | -79.2046 | 1841 | 42.112 | -79.2046 | 1841
145004 | JAMESGN8 | NYISO | 1 | 13.8 | 145 | 1842 | unknown |  |  |  | 42.112 | -79.2046 | 1841 | 42.112 | -79.2046 | 1841
145005 | JAMESGN7 | NYISO | 1 | 13.8 | 145 | 1842 | unknown |  |  |  | 42.112 | -79.2046 | 1841 | 42.112 | -79.2046 | 1841
145010 | JAMESLD4 | NYISO | 1 | 13.8 | 145 | 1842 | unknown |  |  |  | 42.112 | -79.2046 | 1841 | 42.112 | -79.2046 | 1841
145015 | Q730_G1 | NYISO | 6 | 0.69 | 148 | 1843 | unknown
145016 | Q730_GSU | NYISO | 6 | 34.5 | 148 | 1843 | unknown
145017 | Q730_FEED | NYISO | 6 | 34.5 | 148 | 1844 | unknown
145018 | Q730_PSU | NYISO | 6 | 115 | 148 | 1844 | unknown
145019 | Q730_POI | NYISO | 6 | 115 | 148 | 1844 | unknown
145020 | Q731_G1 | NYISO | 6 | 0.69 | 148 | 1845 | unknown
145021 | Q731_GSU | NYISO | 6 | 34.5 | 148 | 1845 | unknown
145022 | Q731_FEED | NYISO | 6 | 34.5 | 148 | 1846 | unknown
145023 | Q731_PSU | NYISO | 6 | 115 | 148 | 1846 | unknown
145024 | Q731_POI | NYISO | 6 | 115 | 148 | 1846 | unknown
145025 | Q735_G1 | NYISO | 6 | 0.69 | 148 | 1847 | unknown
145026 | Q735_GSU | NYISO | 6 | 34.5 | 148 | 1847 | unknown
145027 | Q735_FEED | NYISO | 6 | 34.5 | 148 | 1848 | unknown
145028 | Q735_PSU | NYISO | 6 | 115 | 148 | 1848 | unknown
145029 | Q735_POI | NYISO | 6 | 115 | 148 | 1848 | unknown
145030 | Q734_G1 | NYISO | 6 | 0.69 | 148 | 1849 | unknown
145031 | Q734_GSU | NYISO | 6 | 34.5 | 148 | 1849 | unknown
145032 | Q734_FEED | NYISO | 6 | 34.5 | 148 | 1850 | unknown
145033 | Q734_PSU | NYISO | 6 | 115 | 148 | 1850 | unknown
145034 | Q734_POI | NYISO | 6 | 115 | 148 | 1850 | unknown
145051 | Q833_G1 | NYISO | 6 | 0.69 | 148 | 1851 | unknown
145052 | Q833_GSU | NYISO | 6 | 34.5 | 148 | 1851 | unknown
145053 | Q833_FEED | NYISO | 6 | 34.5 | 148 | 1852 | unknown
145054 | Q833_PSU | NYISO | 6 | 115 | 148 | 1852 | unknown
145055 | Q833_POI | NYISO | 6 | 115 | 148 | 1852 | unknown
145056 | Q807_G1 | NYISO | 6 | 0.63 | 148 | 1853 | unknown
145057 | Q807_GSU | NYISO | 6 | 34.5 | 148 | 1853 | unknown
145058 | Q807_FEED | NYISO | 6 | 34.5 | 148 | 1854 | unknown | [8 empty] | 1809
145059 | Q807_PSU | NYISO | 6 | 115 | 148 | 1854 | unknown | [8 empty] | 1809
145060 | Q807_POI | NYISO | 6 | 115 | 148 | 1854 | unknown | [8 empty] | 1809
145061 | Q853_G1 | NYISO | 6 | 0.6 | 148 | 1855 | unknown
145063 | Q853_GSU1 | NYISO | 6 | 34.5 | 148 | 1855 | unknown
145062 | Q853_G2 | NYISO | 6 | 0.6 | 148 | 1856 | unknown
145064 | Q853_GSU2 | NYISO | 6 | 34.5 | 148 | 1856 | unknown
145065 | Q853_FEED | NYISO | 6 | 34.5 | 148 | 1857 | unknown
145066 | Q853_PSU | NYISO | 6 | 115 | 148 | 1857 | unknown
145067 | Q853_POI | NYISO | 6 | 115 | 148 | 1857 | unknown
145068 | Q855_G1 | NYISO | 6 | 0.6 | 148 | 1858 | unknown
145070 | Q855_GSU1 | NYISO | 6 | 34.5 | 148 | 1858 | unknown
145069 | Q855_G2 | NYISO | 6 | 0.6 | 148 | 1859 | unknown
145071 | Q855_GSU2 | NYISO | 6 | 34.5 | 148 | 1859 | unknown
145072 | Q855_FEED | NYISO | 6 | 34.5 | 148 | 1860 | unknown
145073 | Q855_PSU | NYISO | 6 | 115 | 148 | 1860 | unknown
145074 | Q855_POI | NYISO | 6 | 115 | 148 | 1860 | unknown
145106 | Q848 POI | NYISO | 5 | 115 | 147 | 1861 | unknown
145107 | Q848CL | NYISO | 5 | 115 | 147 | 1861 | unknown
145108 | Q848FDR | NYISO | 5 | 34.5 | 147 | 1861 | unknown
145109 | Q848_34.5CL | NYISO | 5 | 34.5 | 147 | 1862 | unknown
145110 | GEN1 | NYISO | 5 | 0.63 | 147 | 1862 | unknown
145111 | GEN2 | NYISO | 5 | 0.63 | 147 | 1862 | unknown
145112 | GEN3 | NYISO | 5 | 0.63 | 147 | 1862 | unknown
145113 | GEN4 | NYISO | 5 | 0.63 | 147 | 1862 | unknown
145114 | GEN5 | NYISO | 5 | 0.63 | 147 | 1862 | unknown
145115 | GEN6 | NYISO | 5 | 0.63 | 147 | 1862 | unknown
145305 | Q780POI | NYISO | 6 | 115 | 148 | 1863 | unknown
145306 | Q780SUB | NYISO | 6 | 115 | 148 | 1863 | unknown
145307 | Q780CLTR | NYISO | 6 | 34.5 | 148 | 1863 | unknown
145308 | Q780_C1 | NYISO | 6 | 34.5 | 148 | 1864 | unknown
145309 | Q780_G1 | NYISO | 6 | 0.6 | 148 | 1864 | unknown
146025 | FULTON69 | NYISO | 6 | 69 | 148 | 1865 | unknown
146026 | FULTON_G | NYISO | 6 | 4.16 | 148 | 1865 | unknown
146046 | Q637_POI | NYISO | 6 | 115 | 148 | 1866 | unknown
146047 | Q637_PSU1 | NYISO | 6 | 115 | 148 | 1866 | unknown
146048 | Q637_GSUCOL1 | NYISO | 6 | 34.5 | 148 | 1866 | unknown
146049 | Q637_GSU1 | NYISO | 6 | 34.5 | 148 | 1867 | unknown
146053 | Q637_G1 | NYISO | 6 | 0.6 | 148 | 1867 | unknown
146050 | Q637_GSU2 | NYISO | 6 | 34.5 | 148 | 1868 | unknown
146054 | Q637_G2 | NYISO | 6 | 0.6 | 148 | 1868 | unknown
146051 | Q637_GSU3 | NYISO | 6 | 34.5 | 148 | 1869 | unknown
146055 | Q637_G3 | NYISO | 6 | 0.6 | 148 | 1869 | unknown
146052 | Q637_GSU4 | NYISO | 6 | 34.5 | 148 | 1870 | unknown
146056 | Q637_G4 | NYISO | 6 | 0.6 | 148 | 1870 | unknown
146088 | Q759_POI | NYISO | 1 | 115 | 145 | 1871 | unknown | [8 empty] | 1657
146089 | Q759_PSU1 | NYISO | 1 | 115 | 145 | 1871 | unknown | [8 empty] | 1657
146090 | Q759_GSUCOL1 | NYISO | 1 | 34.5 | 145 | 1871 | unknown | [8 empty] | 1657
146091 | Q759_GSU1 | NYISO | 1 | 34.5 | 145 | 1871 | unknown | [8 empty] | 1657
146110 | Q759_G1 | NYISO | 1 | 0.434 | 145 | 1871 | unknown | [8 empty] | 1657
146099 | Q276_1G | NYISO | 3 | 0.645 | 146 | 1872 | unknown
146102 | Q276_1C | NYISO | 3 | 34.5 | 146 | 1872 | unknown
146100 | Q276_2G | NYISO | 3 | 0.645 | 146 | 1873 | unknown
146103 | Q276_2C | NYISO | 3 | 34.5 | 146 | 1873 | unknown
146101 | Q276_3G | NYISO | 3 | 0.645 | 146 | 1874 | unknown
146104 | Q276_3C | NYISO | 3 | 34.5 | 146 | 1874 | unknown
146105 | Q276_34 | NYISO | 3 | 34.5 | 146 | 1875 | unknown
146106 | Q276_115 | NYISO | 3 | 115 | 146 | 1875 | unknown
146107 | Q276POI | NYISO | 3 | 115 | 146 | 1875 | unknown
146112 | Q276_4G | NYISO | 3 | 0.645 | 146 | 1876 | unknown
146113 | Q276_4C | NYISO | 3 | 34.5 | 146 | 1876 | unknown
146162 | STPHN_FW | NYISO | 6 | 115 | 148 | 1877 | unknown
146163 | STPN_FW_13.8 | NYISO | 6 | 13.8 | 148 | 1877 | unknown
146164 | STPN_FW_G1 | NYISO | 6 | 0.48 | 148 | 1877 | unknown
146168 | COPEN_PSU | NYISO | 5 | 115 | 147 | 1878 | unknown
146169 | COPEN_COL | NYISO | 5 | 34.5 | 147 | 1878 | unknown
146170 | COPEN_FDR1 | NYISO | 5 | 34.5 | 147 | 1879 | unknown
146173 | COPEN_WTG1 | NYISO | 5 | 0.69 | 147 | 1879 | unknown
146171 | COPEN_FDR2 | NYISO | 5 | 34.5 | 147 | 1880 | unknown
146174 | COPEN_WTG2 | NYISO | 5 | 0.69 | 147 | 1880 | unknown
146172 | COPEN_FDR3 | NYISO | 5 | 34.5 | 147 | 1881 | unknown
146175 | COPEN_WTG3 | NYISO | 5 | 0.69 | 147 | 1881 | unknown
146202 | Q748POI | NYISO | 6 | 69 | 148 | 1882 | unknown
146203 | Q748SUB | NYISO | 6 | 69 | 148 | 1882 | unknown
146204 | Q748CLTR | NYISO | 6 | 34.5 | 148 | 1882 | unknown
146205 | Q748_C1 | NYISO | 6 | 34.5 | 148 | 1883 | unknown
146206 | Q748_G1 | NYISO | 6 | 0.69 | 148 | 1883 | unknown
146207 | Q682POI | NYISO | 6 | 69 | 148 | 1884 | unknown
146208 | Q682SUB | NYISO | 6 | 69 | 148 | 1884 | unknown
146209 | Q682CLTR | NYISO | 6 | 34.5 | 148 | 1884 | unknown
146210 | Q682_C1 | NYISO | 6 | 34.5 | 148 | 1885 | unknown
146211 | Q682_G1 | NYISO | 6 | 0.69 | 148 | 1885 | unknown
146225 | Q704_COLL | NYISO | 1 | 34.5 | 145 | 1886 | unknown
146226 | Q704_PSU | NYISO | 1 | 115 | 145 | 1886 | unknown
146227 | Q704_POI | NYISO | 1 | 115 | 145 | 1886 | unknown
146239 | Q387_PO | NYISO | 1 | 115 | 145 | 1887 | unknown |  |  |  | 42.2841 | -79.2994 | 12428 | 42.2841 | -79.2994 | 12428
146240 | Q387_COLL | NYISO | 1 | 34.5 | 145 | 1887 | unknown |  |  |  | 42.2841 | -79.2994 | 12428 | 42.2841 | -79.2994 | 12428
146254 | Q387_BGT | NYISO | 1 | 0.48 | 145 | 1887 | unknown |  |  |  | 42.2841 | -79.2994 | 12428 | 42.2841 | -79.2994 | 12428
146241 | Q387_G1A | NYISO | 1 | 0.69 | 145 | 1888 | unknown | [6 empty] | 42.2841 | -79.2994 | 12428
146242 | Q387_G1B | NYISO | 1 | 0.69 | 145 | 1888 | unknown | [6 empty] | 42.2841 | -79.2994 | 12428
146249 | Q387FEEDER1 | NYISO | 1 | 34.5 | 145 | 1888 | unknown | [6 empty] | 42.2841 | -79.2994 | 12428
146285 | ARKW_V110_6G | NYISO | 1 | 0.69 | 145 | 1889 | unknown
146714 | ARKW_V110_4G | NYISO | 1 | 0.69 | 145 | 1889 | unknown
146719 | ARKW_V110_3 | NYISO | 1 | 34.5 | 145 | 1889 | unknown
146286 | ARKWR_115 | NYISO | 1 | 115 | 145 | 1890 | unknown
146287 | ARKWR_PCC | NYISO | 1 | 34.5 | 145 | 1890 | unknown
146720 | ARKW_34 | NYISO | 1 | 34.5 | 145 | 1890 | unknown
146356 | Q505_PSU_HV | NYISO | 1 | 230 | 145 | 1891 | unknown
146357 | Q505_COLLCTR | NYISO | 1 | 34.5 | 145 | 1891 | unknown
146362 | Q505_PSU_LV | NYISO | 1 | 34.5 | 145 | 1891 | unknown
146379 | Q505_PPC | NYISO | 1 | 34.5 | 145 | 1891 | unknown
146358 | Q505_V126_1C | NYISO | 1 | 34.5 | 145 | 1892 | unknown
146413 | Q505_V126_1G | NYISO | 1 | 0.65 | 145 | 1892 | unknown
146359 | Q505_V126_2C | NYISO | 1 | 34.5 | 145 | 1893 | unknown
146414 | Q505_V126_2G | NYISO | 1 | 0.65 | 145 | 1893 | unknown
146360 | Q505_V126_3C | NYISO | 1 | 34.5 | 145 | 1894 | unknown
146377 | Q505_V126_3G | NYISO | 1 | 0.65 | 145 | 1894 | unknown
146361 | Q505_V126_4C | NYISO | 1 | 34.5 | 145 | 1895 | unknown
146378 | Q505_V126_4G | NYISO | 1 | 0.65 | 145 | 1895 | unknown
146383 | Q495_POI | NYISO | 6 | 115 | 148 | 1896 | unknown
146384 | Q495_SUB | NYISO | 6 | 115 | 148 | 1896 | unknown
146385 | Q495_COL | NYISO | 6 | 34.5 | 148 | 1896 | unknown
146386 | Q495_GSU | NYISO | 6 | 34.5 | 148 | 1897 | unknown
146388 | Q495_GEN | NYISO | 6 | 0.6 | 148 | 1897 | unknown
146404 | GOULDTOWN | NYISO | 5 | 23 | 147 | 1898 | unknown
146406 | GLD+KST | NYISO | 5 | 2.4 | 147 | 1898 | unknown
146410 | Q531_PSU | NYISO | 5 | 115 | 147 | 1899 | unknown
146411 | Q531_COLL1 | NYISO | 5 | 34.5 | 147 | 1899 | unknown
146412 | Q531_GSU1 | NYISO | 5 | 34.5 | 147 | 1900 | unknown
146415 | Q531_G1 | NYISO | 5 | 0.69 | 147 | 1900 | unknown
146423 | Q531_G2 | NYISO | 5 | 0.69 | 147 | 1900 | unknown
146427 | Q638POI | NYISO | 6 | 115 | 148 | 1901 | unknown | [5 empty] | 1809 |  |  | 1809
146428 | Q638PSU115 | NYISO | 6 | 115 | 148 | 1901 | unknown | [5 empty] | 1809 |  |  | 1809
146429 | Q638PSU34 | NYISO | 6 | 34.5 | 148 | 1901 | unknown | [5 empty] | 1809 |  |  | 1809
146430 | Q638INV34 | NYISO | 6 | 34.5 | 148 | 1902 | unknown | [8 empty] | 1809
146431 | Q638GEN | NYISO | 6 | 0.6 | 148 | 1902 | unknown | [8 empty] | 1809
146446 | Q545GEN1 | NYISO | 3 | 0.55 | 146 | 1903 | unknown
146448 | Q545GSU1 | NYISO | 3 | 34.5 | 146 | 1903 | unknown
146447 | Q545GEN2 | NYISO | 3 | 0.55 | 146 | 1904 | unknown
146449 | Q545GSU2 | NYISO | 3 | 34.5 | 146 | 1904 | unknown
146450 | Q545COLL | NYISO | 3 | 34.5 | 146 | 1905 | unknown
146451 | Q545PSU | NYISO | 3 | 115 | 146 | 1905 | unknown
146452 | Q545POI | NYISO | 3 | 115 | 146 | 1905 | unknown
146455 | Q546_G9X_1C | NYISO | 5 | 34.5 | 147 | 1906 | unknown | [6 empty] | 44.8805 | -73.439 | 1835
146457 | Q546_G9X_1G | NYISO | 5 | 0.69 | 147 | 1906 | unknown | [6 empty] | 44.8805 | -73.439 | 1835
146458 | Q546_G9X_2G | NYISO | 5 | 0.69 | 147 | 1906 | unknown | [6 empty] | 44.8805 | -73.439 | 1835
146459 | Q546_G9X_3G | NYISO | 5 | 0.7 | 147 | 1906 | unknown | [6 empty] | 44.8805 | -73.439 | 1835
146483 | Q667_GSU | NYISO | 1 | 34.5 | 145 | 1907 | unknown
146484 | Q667_G1 | NYISO | 1 | 0.6 | 145 | 1907 | unknown
146485 | Q666_G1 | NYISO | 1 | 0.55 | 145 | 1908 | unknown
146486 | Q666_GSU | NYISO | 1 | 34.5 | 145 | 1908 | unknown
146487 | Q666_FEEDER | NYISO | 1 | 34.5 | 145 | 1909 | unknown
146488 | Q666_PSU | NYISO | 1 | 115 | 145 | 1909 | unknown
146489 | Q666_COLL | NYISO | 1 | 115 | 145 | 1909 | unknown
146490 | Q666_POI | NYISO | 1 | 115 | 145 | 1909 | unknown
146494 | Q570_POI | NYISO | 6 | 115 | 148 | 1910 | unknown | [5 empty] | 1796 |  |  | 1796
146495 | Q570_COL | NYISO | 6 | 34.5 | 148 | 1910 | unknown | [5 empty] | 1796 |  |  | 1796
146617 | Q598_POI | NYISO | 6 | 115 | 148 | 1910 | unknown | [5 empty] | 1796 |  |  | 1796
146618 | Q598_COL | NYISO | 6 | 34.5 | 148 | 1910 | unknown | [5 empty] | 1796 |  |  | 1796
146496 | Q570_FEED | NYISO | 6 | 34.5 | 148 | 1911 | unknown | [8 empty] | 1796
146497 | Q570_G1 | NYISO | 6 | 0.6 | 148 | 1911 | unknown | [8 empty] | 1796
146544 | Q565_POI | NYISO | 6 | 115 | 148 | 1912 | unknown
146545 | Q565_PSU-HV | NYISO | 6 | 115 | 148 | 1912 | unknown
146546 | Q565_PSU-LV | NYISO | 6 | 34.5 | 148 | 1912 | unknown
146547 | Q565_C1 | NYISO | 6 | 34.5 | 148 | 1913 | unknown
146549 | Q565_G1 | NYISO | 6 | 0.55 | 148 | 1913 | unknown
146548 | Q565_C2 | NYISO | 6 | 34.5 | 148 | 1914 | unknown
146550 | Q565_G2 | NYISO | 6 | 0.55 | 148 | 1914 | unknown
146558 | Q564GEN1 | NYISO | 6 | 0.55 | 148 | 1915 | unknown
146560 | Q564GSU1 | NYISO | 6 | 34.5 | 148 | 1915 | unknown
146559 | Q564GEN2 | NYISO | 6 | 0.55 | 148 | 1916 | unknown
146561 | Q564GSU2 | NYISO | 6 | 34.5 | 148 | 1916 | unknown
146562 | Q564COLL | NYISO | 6 | 34.5 | 148 | 1917 | unknown
146563 | Q564PSU | NYISO | 6 | 69 | 148 | 1917 | unknown
146564 | Q564POI | NYISO | 6 | 69 | 148 | 1917 | unknown
146594 | Q596PSU_HV | NYISO | 1 | 345 | 145 | 1918 | known |  | 42.1949 | -78.1473
146595 | Q596PSU2_LV | NYISO | 1 | 34.5 | 145 | 1918 | known
146600 | Q596PSU1_LV | NYISO | 1 | 34.5 | 145 | 1918 | known
146596 | Q596_C1 | NYISO | 1 | 34.5 | 145 | 1919 | unknown |  |  |  | 42.1949 | -78.1473 | 1918 | 42.1949 | -78.1473 | 1918
146598 | Q596_G1 | NYISO | 1 | 0.69 | 145 | 1919 | unknown |  |  |  | 42.1949 | -78.1473 | 1918 | 42.1949 | -78.1473 | 1918
146597 | Q596_C2 | NYISO | 1 | 34.5 | 145 | 1920 | unknown |  |  |  | 42.1949 | -78.1473 | 1918 | 42.1949 | -78.1473 | 1918
146599 | Q596_G2 | NYISO | 1 | 0.69 | 145 | 1920 | unknown |  |  |  | 42.1949 | -78.1473 | 1918 | 42.1949 | -78.1473 | 1918
137239 | SALBRY3 | NYISO | 5 | 115 | 147 | 1921 | unknown | [8 empty] | 1690
137248 | SALBRY4 | NYISO | 5 | 115 | 147 | 1921 | unknown | [8 empty] | 1690
146601 | Q581_POI | NYISO | 5 | 115 | 147 | 1921 | unknown | [8 empty] | 1690
146602 | Q581_PSUCOL0 | NYISO | 5 | 115 | 147 | 1921 | unknown | [8 empty] | 1690
146603 | Q581_GSUCOL1 | NYISO | 5 | 34.5 | 147 | 1921 | unknown | [8 empty] | 1690
146604 | Q581_GSU1 | NYISO | 5 | 34.5 | 147 | 1922 | unknown
146605 | Q581_G1 | NYISO | 5 | 0.6 | 147 | 1922 | unknown
146612 | Q586_COL2 | NYISO | 5 | 115 | 147 | 1923 | unknown | [5 empty] | 1690 |  |  | 1690
146613 | Q586_PSU | NYISO | 5 | 115 | 147 | 1923 | unknown | [5 empty] | 1690 |  |  | 1690
146614 | Q586_COL1 | NYISO | 5 | 34.5 | 147 | 1923 | unknown | [5 empty] | 1690 |  |  | 1690
147905 | ILION | NYISO | 5 | 115 | 147 | 1923 | unknown | [5 empty] | 1690 |  |  | 1690
146615 | Q586_GSU | NYISO | 5 | 34.5 | 147 | 1924 | unknown | [8 empty] | 1690
146616 | Q586_G1 | NYISO | 5 | 0.55 | 147 | 1924 | unknown | [8 empty] | 1690
146619 | Q598_FEED | NYISO | 6 | 34.5 | 148 | 1925 | unknown | [8 empty] | 1796
146620 | Q598_G1 | NYISO | 6 | 0.6 | 148 | 1925 | unknown | [8 empty] | 1796
146621 | Q589PSU_HV | NYISO | 5 | 46 | 147 | 1926 | unknown
146622 | Q589PSU_LV | NYISO | 5 | 34.5 | 147 | 1926 | unknown
146623 | Q589_C1 | NYISO | 5 | 34.5 | 147 | 1927 | unknown
146624 | Q589_G1 | NYISO | 5 | 0.645 | 147 | 1927 | unknown
146665 | Q618PSU_HV | NYISO | 6 | 115 | 148 | 1928 | unknown
146666 | Q618PSU_LV | NYISO | 6 | 34.5 | 148 | 1928 | unknown
146667 | Q618_C1 | NYISO | 6 | 34.5 | 148 | 1928 | unknown
146668 | Q618_C2 | NYISO | 6 | 34.5 | 148 | 1928 | unknown
146669 | Q618_G1 | NYISO | 6 | 0.55 | 148 | 1928 | unknown
146670 | Q618_G2 | NYISO | 6 | 0.55 | 148 | 1928 | unknown
146676 | Q619_PSU1 | NYISO | 6 | 69 | 148 | 1929 | unknown
146677 | Q619_GSUCOL1 | NYISO | 6 | 34.5 | 148 | 1929 | unknown
146678 | Q619_GSU1 | NYISO | 6 | 34.5 | 148 | 1929 | unknown
146679 | Q619_GSU2 | NYISO | 6 | 34.5 | 148 | 1929 | unknown
146680 | Q619_G1 | NYISO | 6 | 0.55 | 148 | 1929 | unknown
146681 | Q619_G2 | NYISO | 6 | 0.55 | 148 | 1929 | unknown
146708 | ARKW_V110_7G | NYISO | 1 | 0.69 | 145 | 1930 | unknown
146713 | ARKW_V110_3G | NYISO | 1 | 0.69 | 145 | 1930 | unknown
146718 | ARKW_V110_2B | NYISO | 1 | 34.5 | 145 | 1930 | unknown
146711 | ARKW_V110_1G | NYISO | 1 | 0.69 | 145 | 1931 | unknown
146715 | ARKW_V110_5G | NYISO | 1 | 0.69 | 145 | 1931 | unknown
146716 | ARKW_V110_1 | NYISO | 1 | 34.5 | 145 | 1931 | unknown
146712 | ARKW_V110_2G | NYISO | 1 | 0.69 | 145 | 1932 | unknown
146717 | ARKW_V110_2A | NYISO | 1 | 34.5 | 145 | 1932 | unknown
146724 | Q669_GSU1 | NYISO | 3 | 34.5 | 146 | 1933 | unknown | [5 empty] | 1691 |  |  | 1691
146725 | Q669_G1 | NYISO | 3 | 0.6 | 146 | 1933 | unknown | [5 empty] | 1691 |  |  | 1691
146727 | Q670_PSU1 | NYISO | 5 | 46 | 147 | 1934 | unknown
146728 | Q670_GSUCOL1 | NYISO | 5 | 34.5 | 147 | 1934 | unknown
146729 | Q670_GSU1 | NYISO | 5 | 34.5 | 147 | 1935 | unknown
146730 | Q670_G1 | NYISO | 5 | 0.6 | 147 | 1935 | unknown
146732 | STLW_CLIB_G1 | NYISO | 1 | 0.69 | 145 | 1936 | unknown
146738 | STLW_CLIB_C1 | NYISO | 1 | 13.8 | 145 | 1936 | unknown
146733 | STLW_CLIB_G2 | NYISO | 1 | 0.69 | 145 | 1937 | unknown
146739 | STLW_CLIB_C2 | NYISO | 1 | 13.8 | 145 | 1937 | unknown
146744 | STL1_G2 | NYISO | 1 | 0.69 | 145 | 1938 | unknown
146745 | STL1_G1 | NYISO | 1 | 0.69 | 145 | 1938 | unknown
146746 | STL1_50 | NYISO | 1 | 13.8 | 145 | 1938 | unknown
146747 | STL1_49 | NYISO | 1 | 13.8 | 145 | 1938 | unknown
146748 | STLWND50 | NYISO | 1 | 115 | 145 | 1938 | unknown
146749 | STLWND49 | NYISO | 1 | 115 | 145 | 1938 | unknown
146750 | WHAV345 | NYISO | 7 | 345 | 155 | 1939 | known |  | 41.2017 | -73.9942
146775 | WHAV138 | NYISO | 7 | 138 | 155 | 1939 | known
146752 | SMAHWAH1 | NYISO | 7 | 345 | 155 | 1940 | known |  | 41.0845 | -74.1461
234604 | SMAH138 | PJM | 237 | 138 | 298 | 1940 | known
234610 | SMAH69 | PJM | 237 | 69 | 298 | 1940 | known
146754 | MDTN TAP | NYISO | 7 | 345 | 155 | 1941 | known |  | 41.4283 | -74.4179
146772 | SHOEMTAP | NYISO | 7 | 138 | 155 | 1941 | known
146761 | BURNS138 | NYISO | 7 | 138 | 155 | 1942 | unknown |  |  |  | 41.2017 | -73.9942 | 1939 | 41.2017 | -73.9942 | 1939
146782 | BURNS69 | NYISO | 7 | 69 | 155 | 1942 | unknown |  |  |  | 41.2017 | -73.9942 | 1939 | 41.2017 | -73.9942 | 1939
146816 | BURNS34 | NYISO | 7 | 34.5 | 155 | 1942 | unknown |  |  |  | 41.2017 | -73.9942 | 1939 | 41.2017 | -73.9942 | 1939
146765 | HILB138 | NYISO | 7 | 138 | 155 | 1943 | unknown |  |  |  | 41.0845 | -74.1461 | 1940 | 41.0845 | -74.1461 | 1940
146790 | HILB69 | NYISO | 7 | 69 | 155 | 1943 | unknown |  |  |  | 41.0845 | -74.1461 | 1940 | 41.0845 | -74.1461 | 1940
146766 | LOVET138 | NYISO | 7 | 138 | 155 | 1944 | known
146793 | LOVET69 | NYISO | 7 | 69 | 155 | 1944 | known
146874 | LOVETT345 ST | NYISO | 7 | 345 | 155 | 1944 | known |  | 41.2486 | -73.9918
147100 | LOVETT_3RDBK | NYISO | 7 | 13.2 | 155 | 1944 | known
147481 | LOVETT_2 | NYISO | 7 | 138 | 155 | 1944 | known |  | 41.2568 | -73.9807
1000091 | STR_PT_XF_91 | NYISO | 7 | 1 | 155 | 1944 | known
146771 | SHOEM138 | NYISO | 7 | 138 | 155 | 1945 | unknown | [5 empty] | 1206 |  |  | 1206
146804 | SHOEM69 | NYISO | 7 | 69 | 155 | 1945 | unknown | [5 empty] | 1206 |  |  | 1206
146831 | SHOEM34 | NYISO | 7 | 34.5 | 155 | 1945 | unknown | [5 empty] | 1206 |  |  | 1206
146776 | WNYA138 | NYISO | 7 | 138 | 155 | 1946 | unknown
146812 | WNYA69 | NYISO | 7 | 69 | 155 | 1946 | unknown
146785 | CUDB69 | NYISO | 7 | 69 | 155 | 1947 | unknown | [8 empty] | 1206
146818 | CUDB34 | NYISO | 7 | 34.5 | 155 | 1947 | unknown | [8 empty] | 1206
146789 | HAR69 | NYISO | 7 | 69 | 155 | 1948 | unknown
146821 | HAR34A | NYISO | 7 | 34.5 | 155 | 1948 | unknown
146822 | HAR34B | NYISO | 7 | 34.5 | 155 | 1948 | unknown
146799 | PEARL69 | NYISO | 7 | 69 | 155 | 1949 | unknown | [6 empty] | 41.2017 | -73.9942 | 1939
146826 | PEARL34 | NYISO | 7 | 34.5 | 155 | 1949 | unknown | [6 empty] | 41.2017 | -73.9942 | 1939
146850 | L491T | NYISO | 7 | 69 | 155 | 1949 | unknown | [6 empty] | 41.2017 | -73.9942 | 1939
146801 | RIO69 | NYISO | 7 | 69 | 155 | 1950 | unknown
146817 | RIO34 | NYISO | 7 | 34.5 | 155 | 1950 | unknown
146808 | ST.FORES | NYISO | 7 | 69 | 155 | 1951 | unknown | [5 empty] | 1206 |  |  | 1206
146873 | STFORESTAP | NYISO | 7 | 138 | 155 | 1951 | unknown | [5 empty] | 1206 |  |  | 1206
146849 | WHTS | NYISO | 7 | 69 | 155 | 1952 | unknown
146857 | WHTS69 | NYISO | 7 | 69 | 155 | 1952 | unknown
146858 | WHTS34 | NYISO | 7 | 34.5 | 155 | 1952 | unknown
146875 | DEERPRK69 | NYISO | 7 | 69 | 155 | 1953 | unknown | [8 empty] | 1206
146881 | 1116_TAP | NYISO | 7 | 34.5 | 155 | 1953 | unknown | [8 empty] | 1206
146882 | 2116_TAP | NYISO | 7 | 34.5 | 155 | 1953 | unknown | [8 empty] | 1206
146883 | 3116_TAP | NYISO | 7 | 13.2 | 155 | 1953 | unknown | [8 empty] | 1206
147650 | Q575POI | NYISO | 7 | 69 | 155 | 1954 | unknown
147651 | Q575SUB | NYISO | 7 | 69 | 155 | 1954 | unknown
147652 | Q575COLL | NYISO | 7 | 34.5 | 155 | 1954 | unknown
147653 | Q575_C1 | NYISO | 7 | 34.5 | 155 | 1955 | unknown
147655 | Q575_G1 | NYISO | 7 | 0.55 | 155 | 1955 | unknown
147654 | Q575_C2 | NYISO | 7 | 34.5 | 155 | 1956 | unknown
147656 | Q575_G2 | NYISO | 7 | 0.55 | 155 | 1956 | unknown
147777 | GILBOA#1 | NYISO | 6 | 17 | 164 | 1957 | known
147778 | GILBOA#2 | NYISO | 6 | 17 | 164 | 1957 | known
147779 | GILBOA#3 | NYISO | 6 | 17 | 164 | 1957 | known
147780 | GILBOA#4 | NYISO | 6 | 17 | 164 | 1957 | known
147831 | GILB 345 | NYISO | 6 | 345 | 164 | 1957 | known |  | 42.44 | -74.4478
147785 | JARVISES | NYISO | 5 | 46 | 162 | 1958 | unknown
147786 | JARVIS | NYISO | 5 | 4.16 | 162 | 1958 | unknown
147787 | BLISS2_GE_1G | NYISO | 1 | 0.575 | 157 | 1959 | unknown
147800 | BLISS1_GE_1G | NYISO | 1 | 0.575 | 157 | 1959 | unknown
147801 | BLISS_C | NYISO | 1 | 34.5 | 157 | 1959 | unknown
147802 | BLISS_34 | NYISO | 1 | 34.5 | 157 | 1960 | unknown
147803 | BLISS115 | NYISO | 1 | 115 | 157 | 1960 | unknown
147808 | ALTONA_GE_G1 | NYISO | 4 | 0.575 | 158 | 1961 | unknown | [8 empty] | 10800
147809 | ALTONA_C | NYISO | 4 | 34.5 | 158 | 1961 | unknown | [8 empty] | 10800
147827 | MARCY765 | NYISO | 5 | 765 | 162 | 1962 | known |  | 43.1787 | -75.2225
147833 | MARCY T1 | NYISO | 5 | 345 | 162 | 1962 | known |  | 43.1787 | -75.2225
148049 | USTATCOM | NYISO | 5 | 345 | 162 | 1962 | known
148720 | MARCY CAP | NYISO | 5 | 345 | 162 | 1962 | known
147828 | MASS 765 | NYISO | 4 | 765 | 158 | 1963 | known |  | 44.9192 | -74.8338
147837 | MASS230A | NYISO | 4 | 230 | 158 | 1963 | known
147838 | MASS230B | NYISO | 4 | 230 | 158 | 1963 | known
148721 | MASS REAC | NYISO | 4 | 765 | 158 | 1963 | known
148789 | Q620_POI | NYISO | 4 | 230 | 158 | 1963 | known
148790 | Q620_PSUCOL1 | NYISO | 4 | 230 | 158 | 1963 | known
148791 | Q620_PSU1 | NYISO | 4 | 230 | 158 | 1963 | known
148792 | Q620_GSUCOL1 | NYISO | 4 | 34.5 | 158 | 1963 | known
148793 | Q620_GSU1 | NYISO | 4 | 34.5 | 158 | 1963 | known
148794 | Q620_GSU2 | NYISO | 4 | 34.5 | 158 | 1963 | known
148795 | Q620_GSU3 | NYISO | 4 | 34.5 | 158 | 1963 | known
148796 | Q620_G1 | NYISO | 4 | 0.55 | 158 | 1963 | known
148797 | Q620_G2 | NYISO | 4 | 0.55 | 158 | 1963 | known
148798 | Q620_G3 | NYISO | 4 | 0.55 | 158 | 1963 | known
147763 | MOS17-18 | NYISO | 4 | 13.8 | 158 | 1964 | known
147765 | MOS19-20 | NYISO | 4 | 13.8 | 158 | 1964 | known
147766 | MOS21-22 | NYISO | 4 | 13.8 | 158 | 1964 | known
147768 | MOS25-26 | NYISO | 4 | 13.8 | 158 | 1964 | known
147769 | SEAWAY | NYISO | 4 | 115 | 158 | 1964 | known
147770 | MOS23-24 | NYISO | 4 | 13.8 | 158 | 1964 | known
147771 | MOS27-28 | NYISO | 4 | 13.8 | 158 | 1964 | known
147772 | MOS29-30 | NYISO | 4 | 13.8 | 158 | 1964 | known
147773 | MOS115SW | NYISO | 4 | 115 | 158 | 1964 | known
147774 | MOS31-32 | NYISO | 4 | 13.8 | 158 | 1964 | known
147839 | MOSES E | NYISO | 4 | 230 | 158 | 1964 | known |  | 44.9283 | -74.8913
147840 | MOSES W | NYISO | 4 | 230 | 158 | 1964 | known
147849 | MOS 115 | NYISO | 4 | 115 | 158 | 1964 | known
1000092 | STR_PT_XF_92 | NYISO | 4 | 1 | 158 | 1964 | known
1000093 | STR_PT_XF_93 | NYISO | 4 | 1 | 158 | 1964 | known
1000094 | STR_PT_XF_94 | NYISO | 4 | 1 | 158 | 1964 | known
1000095 | STR_PT_XF_95 | NYISO | 4 | 1 | 158 | 1964 | known
130784 | CHATP115 | NYISO | 4 | 115 | 163 | 1965 | unknown | [5 empty] | 1966 |  |  | 1966
147845 | WILLIS E | NYISO | 4 | 230 | 158 | 1965 | unknown | [5 empty] | 1966 |  |  | 1966
147846 | WILLIS W | NYISO | 4 | 230 | 158 | 1965 | unknown | [5 empty] | 1966 |  |  | 1966
147856 | WILL 115 | NYISO | 4 | 115 | 158 | 1965 | unknown | [5 empty] | 1966 |  |  | 1966
148711 | JERICHO | NYISO | 4 | 115 | 158 | 1965 | unknown | [5 empty] | 1966 |  |  | 1966
148712 | JERICHO_C | NYISO | 4 | 34.5 | 158 | 1965 | unknown | [5 empty] | 1966 |  |  | 1966
148966 | Q769_PSU1 | NYISO | 4 | 115 | 158 | 1965 | unknown | [5 empty] | 1966 |  |  | 1966
148967 | Q769_GSUCOL1 | NYISO | 4 | 34.5 | 158 | 1965 | unknown | [5 empty] | 1966 |  |  | 1966
148968 | Q769_GSU1 | NYISO | 4 | 34.5 | 158 | 1965 | unknown | [5 empty] | 1966 |  |  | 1966
148969 | Q769_G1 | NYISO | 4 | 0.69 | 158 | 1965 | unknown | [5 empty] | 1966 |  |  | 1966
147853 | CHATAGAY | NYISO | 4 | 34.5 | 158 | 1966 | known
147969 | CLINTON | NYISO | 4 | 34.5 | 158 | 1966 | known
147970 | RYAN | NYISO | 4 | 230 | 158 | 1966 | known |  | 44.8908 | -73.9856
147973 | ELLENB34 | NYISO | 4 | 34.5 | 158 | 1966 | known
147854 | CHATGY_C | NYISO | 4 | 34.5 | 158 | 1967 | unknown | [5 empty] | 1966 |  |  | 1966
147855 | CHATG_GE_G1 | NYISO | 4 | 0.575 | 158 | 1967 | unknown | [5 empty] | 1966 |  |  | 1966
147858 | ALTONA34 | NYISO | 4 | 34.5 | 158 | 1968 | unknown | [5 empty] | 10800 |  |  | 10800
147859 | DULEY | NYISO | 4 | 230 | 158 | 1968 | unknown | [5 empty] | 10800 |  |  | 10800
147864 | REYN T#1 | NYISO | 4 | 115 | 158 | 1969 | unknown | [8 empty] | 1964
148018 | REYNLD A | NYISO | 4 | 13.8 | 158 | 1969 | unknown | [8 empty] | 1964
147865 | REYN T#2 | NYISO | 4 | 115 | 158 | 1970 | unknown | [8 empty] | 1964
148019 | REYNLD B | NYISO | 4 | 13.8 | 158 | 1970 | unknown | [8 empty] | 1964
147866 | REYN T#3 | NYISO | 4 | 115 | 158 | 1971 | unknown | [5 empty] | 1964 |  |  | 1964
148020 | REYNLD C | NYISO | 4 | 13.8 | 158 | 1971 | unknown | [5 empty] | 1964 |  |  | 1964
147867 | MASS-A | NYISO | 4 | 115 | 158 | 1972 | unknown
147868 | MASS-B | NYISO | 4 | 115 | 158 | 1972 | unknown
147975 | MASS-HAT | NYISO | 4 | 23 | 158 | 1972 | unknown
147976 | MASS-TL | NYISO | 4 | 23 | 158 | 1972 | unknown
147923 | PMLD 1 | NYISO | 4 | 115 | 158 | 1973 | unknown | [5 empty] | 10800 |  |  | 10800
147926 | PMLD1-46 | NYISO | 4 | 46 | 158 | 1973 | unknown | [5 empty] | 10800 |  |  | 10800
147924 | PMLD 2 | NYISO | 4 | 115 | 158 | 1974 | unknown | [5 empty] | 10800 |  |  | 10800
147925 | PMLD 3 | NYISO | 4 | 115 | 158 | 1974 | unknown | [5 empty] | 10800 |  |  | 10800
147927 | PMLD2-46 | NYISO | 4 | 46 | 158 | 1974 | unknown | [5 empty] | 10800 |  |  | 10800
147928 | PMLD3-46 | NYISO | 4 | 46 | 158 | 1974 | unknown | [5 empty] | 10800 |  |  | 10800
147944 | T MIL RD | NYISO | 4 | 115 | 158 | 1974 | unknown | [5 empty] | 10800 |  |  | 10800
147967 | CLNTN_GE_1G | NYISO | 4 | 0.575 | 158 | 1975 | unknown | [5 empty] | 1966 |  |  | 1966
147968 | CLNTN_1C | NYISO | 4 | 34.5 | 158 | 1975 | unknown | [5 empty] | 1966 |  |  | 1966
147999 | CLNTN2_GE_1G | NYISO | 4 | 0.575 | 158 | 1975 | unknown | [5 empty] | 1966 |  |  | 1966
147971 | ELNBG_GE_1G | NYISO | 4 | 0.575 | 158 | 1976 | unknown | [5 empty] | 1966 |  |  | 1966
147972 | ELLENBRC | NYISO | 4 | 34.5 | 158 | 1976 | unknown | [5 empty] | 1966 |  |  | 1966
147860 | TR-TAP1 | NYISO | 4 | 115 | 158 | 1977 | unknown | [5 empty] | 1964 |  |  | 1964
147861 | TR-TAP2 | NYISO | 4 | 115 | 158 | 1977 | unknown | [5 empty] | 1964 |  |  | 1964
147978 | ENGSTRMA | NYISO | 4 | 23 | 158 | 1977 | unknown | [5 empty] | 1964 |  |  | 1964
147979 | ENGSTRMB | NYISO | 4 | 23 | 158 | 1977 | unknown | [5 empty] | 1964 |  |  | 1964
148021 | MASS-C | NYISO | 4 | 115 | 158 | 1977 | unknown | [5 empty] | 1964 |  |  | 1964
148022 | MASS-D | NYISO | 4 | 115 | 158 | 1977 | unknown | [5 empty] | 1964 |  |  | 1964
147980 | PATNODE | NYISO | 4 | 230 | 158 | 1978 | known |  | 44.8315 | -73.6366
148704 | MRBLRIVR | NYISO | 4 | 34.5 | 158 | 1978 | known
136705 | GM-NMPC | NYISO | 4 | 13.8 | 175 | 1979 | unknown
148010 | GM T#1 | NYISO | 4 | 115 | 158 | 1979 | unknown
148011 | GM T#2 | NYISO | 4 | 115 | 158 | 1979 | unknown
148017 | GM-CFD | NYISO | 4 | 13.8 | 158 | 1979 | unknown
148705 | MRBLRV1_8C | NYISO | 4 | 34.5 | 158 | 1980 | known |  | 44.9273 | -73.9194
148706 | MRBLRV1_8G | NYISO | 4 | 0.65 | 158 | 1980 | known
148707 | AST_E_2 | NYISO | 10 | 345 | 170 | 1981 | known |  | 40.7838 | -73.9034
148708 | AST_E_GT | NYISO | 10 | 18 | 170 | 1981 | known
148709 | AST_E_GT2 | NYISO | 10 | 18 | 170 | 1981 | known
148710 | AST_E_ST | NYISO | 10 | 18 | 170 | 1981 | known
148713 | JERICHO_T1 | NYISO | 4 | 34.5 | 158 | 1982 | unknown | [8 empty] | 1966
148716 | JERICHO G1 | NYISO | 4 | 0.69 | 158 | 1982 | unknown | [8 empty] | 1966
148714 | JERICHO_T2 | NYISO | 4 | 34.5 | 158 | 1983 | unknown | [8 empty] | 1966
148717 | JERICHO G2 | NYISO | 4 | 0.69 | 158 | 1983 | unknown | [8 empty] | 1966
148715 | JERICHO_T3 | NYISO | 4 | 34.5 | 158 | 1984 | unknown | [8 empty] | 1966
148718 | JERICHO G3 | NYISO | 4 | 0.69 | 158 | 1984 | unknown | [8 empty] | 1966
148995 | DOLSON_AVE | NYISO | 7 | 345 | 172 | 1985 | known |  | 41.4121 | -74.4378
148996 | CPV_CT1 | NYISO | 7 | 16.5 | 172 | 1985 | known |  | 41.4121 | -74.4378
148997 | CPV_CT2 | NYISO | 7 | 16.5 | 172 | 1985 | known |  | 41.4121 | -74.4378
148998 | CPV_ST | NYISO | 7 | 18 | 172 | 1985 | known |  | 41.4121 | -74.4378
148999 | CPV R | NYISO | 7 | 345 | 172 | 1985 | known |  | 41.4121 | -74.4378
149000 | ROCH 345 | NYISO | 2 | 345 | 153 | 1986 | known |  | 43.0538 | -77.6727
149019 | S80 1TR | NYISO | 2 | 115 | 153 | 1986 | known
149020 | S80 2TR | NYISO | 2 | 115 | 153 | 1986 | known
149021 | S80 3TR | NYISO | 2 | 115 | 153 | 1986 | known
149067 | S80 5TR | NYISO | 2 | 115 | 153 | 1986 | known
149127 | S80 34 | NYISO | 2 | 34.5 | 153 | 1986 | known
149902 | Q545A_SWSHUN | NYISO | 2 | 345 | 153 | 1986 | known
149001 | PANNELL3 | NYISO | 2 | 345 | 153 | 1987 | known |  | 43.0555 | -77.3842
149025 | PANNELLI | NYISO | 2 | 115 | 153 | 1987 | known
149005 | CLYDE199 | NYISO | 3 | 115 | 153 | 1988 | unknown
149118 | CLYDE 34 | NYISO | 2 | 34.5 | 153 | 1988 | unknown
149006 | S216 | NYISO | 2 | 115 | 153 | 1989 | unknown
149306 | S216 34 | NYISO | 2 | 34.5 | 153 | 1989 | unknown
149007 | HOUGHTON | NYISO | 2 | 115 | 153 | 1990 | unknown
149201 | HOUGHTON | NYISO | 2 | 34.5 | 153 | 1990 | unknown
149008 | RUS 115 | NYISO | 2 | 115 | 153 | 1991 | unknown
149062 | S7 115B2 | NYISO | 2 | 115 | 153 | 1991 | unknown
149076 | RUS 34-4 | NYISO | 2 | 34.5 | 153 | 1991 | unknown
149077 | RUS 34-3 | NYISO | 2 | 34.5 | 153 | 1991 | unknown
149078 | RUS 34-1 | NYISO | 2 | 34.5 | 153 | 1991 | unknown
149079 | RUS 34-2 | NYISO | 2 | 34.5 | 153 | 1991 | unknown
149174 | S7 B | NYISO | 2 | 11.5 | 153 | 1991 | unknown
149009 | STA 158N | NYISO | 2 | 115 | 153 | 1992 | unknown
149045 | STA 158S | NYISO | 2 | 115 | 153 | 1992 | unknown
149208 | HBKS35 | NYISO | 2 | 34.5 | 153 | 1992 | unknown
149213 | S158HBNK | NYISO | 2 | 34.5 | 153 | 1992 | unknown
149013 | S37 115 | NYISO | 2 | 115 | 153 | 1993 | unknown | [6 empty] | 43.0538 | -77.6727 | 1986
149069 | S37REAC | NYISO | 2 | 34.5 | 153 | 1993 | unknown | [6 empty] | 43.0538 | -77.6727 | 1986
149083 | S37 34 | NYISO | 2 | 34.5 | 153 | 1993 | unknown | [6 empty] | 43.0538 | -77.6727 | 1986
149154 | S37 11 | NYISO | 2 | 11.5 | 153 | 1993 | unknown | [6 empty] | 43.0538 | -77.6727 | 1986
149015 | S48-2115 | NYISO | 2 | 115 | 153 | 1994 | unknown
149047 | S48-1115 | NYISO | 2 | 115 | 153 | 1994 | unknown
149085 | S48 34 | NYISO | 2 | 34.5 | 153 | 1994 | unknown
149153 | S 48 11 | NYISO | 2 | 11.5 | 153 | 1994 | unknown
149016 | S67-1115 | NYISO | 2 | 115 | 153 | 1995 | unknown |  |  |  | 43.0538 | -77.6727 | 1986 | 43.0538 | -77.6727 | 1986
149048 | S67-2115 | NYISO | 2 | 115 | 153 | 1995 | unknown |  |  |  | 43.0538 | -77.6727 | 1986 | 43.0538 | -77.6727 | 1986
149087 | S67 34 | NYISO | 2 | 34.5 | 153 | 1995 | unknown |  |  |  | 43.0538 | -77.6727 | 1986 | 43.0538 | -77.6727 | 1986
149022 | STA 23 1 | NYISO | 2 | 115 | 153 | 1996 | known |  | 43.1235 | -77.6296
149023 | S23-901 | NYISO | 2 | 115 | 153 | 1996 | known
149119 | STA137 34 1 | NYISO | 2 | 34.5 | 153 | 1996 | known
149163 | STA137 11 1 | NYISO | 2 | 11.5 | 153 | 1996 | known
149166 | STA 6-2 | NYISO | 2 | 11.5 | 153 | 1996 | known
149168 | S23 11-3 | NYISO | 2 | 11.5 | 153 | 1996 | known
149180 | S23 11-1 | NYISO | 2 | 11.5 | 153 | 1996 | known
149704 | S23XFR1 | NYISO | 2 | 34.5 | 153 | 1996 | known
149705 | S23XFR2 | NYISO | 2 | 34.5 | 153 | 1996 | known
149720 | S23 11-4 | NYISO | 2 | 11.5 | 153 | 1996 | known
149721 | S23 11-2 | NYISO | 2 | 11.5 | 153 | 1996 | known
149722 | S23 538 | NYISO | 2 | 11.5 | 153 | 1996 | known
149723 | S23 539 | NYISO | 2 | 11.5 | 153 | 1996 | known
1000100 | STR_PT_XF_100 | NYISO | 2 | 1 | 153 | 1996 | known
149024 | GINNA115 | NYISO | 2 | 115 | 153 | 1997 | known |  | 43.2779 | -77.3073
149140 | GINNA 19 | NYISO | 2 | 19 | 153 | 1997 | known |  | 43.2779 | -77.3073
149004 | S121 B#2 | NYISO | 2 | 115 | 153 | 1998 | unknown | [5 empty] | 2000 |  |  | 2000
149026 | QUAKER | NYISO | 2 | 115 | 153 | 1998 | unknown | [5 empty] | 2000 |  |  | 2000
149138 | S121 | NYISO | 2 | 34.5 | 153 | 1998 | unknown | [5 empty] | 2000 |  |  | 2000
149027 | STA 424 | NYISO | 2 | 115 | 153 | 1999 | unknown | [5 empty] | 2000 |  |  | 2000
149072 | S424-2 | NYISO | 2 | 115 | 153 | 1999 | unknown | [5 empty] | 2000 |  |  | 2000
149110 | STA 424 | NYISO | 2 | 34.5 | 153 | 1999 | unknown | [5 empty] | 2000 |  |  | 2000
149028 | S204 908 | NYISO | 2 | 115 | 153 | 2000 | known
149029 | S204 911 | NYISO | 2 | 115 | 153 | 2000 | known |  | 43.2264 | -77.3305
149112 | S204 34 | NYISO | 2 | 34.5 | 153 | 2000 | known
149031 | S33 901 | NYISO | 2 | 115 | 153 | 2001 | unknown | [6 empty] | 43.1235 | -77.6296 | 1996
149032 | S33 902 | NYISO | 2 | 115 | 153 | 2001 | unknown | [6 empty] | 43.1235 | -77.6296 | 1996
149113 | S33 34-1 | NYISO | 2 | 34.5 | 153 | 2001 | unknown | [6 empty] | 43.1235 | -77.6296 | 1996
149114 | S33 34-2 | NYISO | 2 | 34.5 | 153 | 2001 | unknown | [6 empty] | 43.1235 | -77.6296 | 1996
149033 | S42 115 | NYISO | 2 | 115 | 153 | 2002 | known |  | 43.2187 | -77.4204
149106 | S42 34-1 | NYISO | 2 | 34.5 | 153 | 2002 | known |  | 43.2187 | -77.4204
149107 | S42 34-3 | NYISO | 2 | 34.5 | 153 | 2002 | known |  | 43.2187 | -77.4204
149109 | S42 34-4 | NYISO | 2 | 34.5 | 153 | 2002 | known |  | 43.2187 | -77.4204
149121 | S42 34-2 | NYISO | 2 | 34.5 | 153 | 2002 | known |  | 43.2187 | -77.4204
149128 | C727 BKR | NYISO | 2 | 34.5 | 153 | 2002 | known
149129 | C727REAC | NYISO | 2 | 34.5 | 153 | 2002 | known
149181 | STA42 B | NYISO | 2 | 11.5 | 153 | 2002 | known |  | 43.2187 | -77.4204
149703 | PS_S23 | NYISO | 2 | 115 | 153 | 2002 | known |  | 43.2187 | -77.4204
149038 | KAMIN115 | NYISO | 2 | 115 | 153 | 2003 | unknown
149195 | KAMIN 13 | NYISO | 2 | 13.8 | 153 | 2003 | unknown
149041 | S8132VR | NYISO | 2 | 34.5 | 153 | 2004 | unknown
149042 | S8132 | NYISO | 2 | 34.5 | 153 | 2004 | unknown
149068 | S149VRL | NYISO | 2 | 34.5 | 153 | 2005 | unknown
149124 | S149 | NYISO | 2 | 34.5 | 153 | 2005 | unknown
149081 | S29 34R | NYISO | 2 | 34.5 | 153 | 2006 | unknown | [6 empty] | 43.1235 | -77.6296 | 1996
149090 | 731 P.S. | NYISO | 2 | 34.5 | 153 | 2006 | unknown | [6 empty] | 43.1235 | -77.6296 | 1996
149082 | S29 34Y | NYISO | 2 | 34.5 | 153 | 2007 | unknown |  |  |  | 43.1235 | -77.6296 | 1996 | 43.1235 | -77.6296 | 1996
149089 | 725 P.S. | NYISO | 2 | 34.5 | 153 | 2007 | unknown |  |  |  | 43.1235 | -77.6296 | 1996 | 43.1235 | -77.6296 | 1996
149084 | S46 34 | NYISO | 2 | 34.5 | 153 | 2008 | unknown
149151 | S 46 11 | NYISO | 2 | 11.5 | 153 | 2008 | unknown
149088 | S95 34 | NYISO | 2 | 34.5 | 153 | 2009 | unknown | [6 empty] | 43.1235 | -77.6296 | 1996
149161 | S 95 11 | NYISO | 2 | 11.5 | 153 | 2009 | unknown | [6 empty] | 43.1235 | -77.6296 | 1996
149091 | STA137 34 2 | NYISO | 2 | 34.5 | 153 | 2010 | unknown |  |  |  | 43.1235 | -77.6296 | 1996 | 43.1235 | -77.6296 | 1996
149171 | STA137 2TB | NYISO | 2 | 11.5 | 153 | 2010 | unknown |  |  |  | 43.1235 | -77.6296 | 1996 | 43.1235 | -77.6296 | 1996
149094 | S 18 34 | NYISO | 2 | 34.5 | 153 | 2011 | unknown
149155 | S 18 11 | NYISO | 2 | 11.5 | 153 | 2011 | unknown
149095 | S 26 34 1 | NYISO | 2 | 34.5 | 153 | 2012 | unknown |  |  |  | 43.1235 | -77.6296 | 1996 | 43.1235 | -77.6296 | 1996
149162 | STA 26 11 1 | NYISO | 2 | 11.5 | 153 | 2012 | unknown |  |  |  | 43.1235 | -77.6296 | 1996 | 43.1235 | -77.6296 | 1996
149712 | STA26 34 2 | NYISO | 2 | 34.5 | 153 | 2012 | unknown |  |  |  | 43.1235 | -77.6296 | 1996 | 43.1235 | -77.6296 | 1996
149714 | STA26 11 2 | NYISO | 2 | 11.5 | 153 | 2012 | unknown |  |  |  | 43.1235 | -77.6296 | 1996 | 43.1235 | -77.6296 | 1996
149096 | S 38 722 | NYISO | 2 | 34.5 | 153 | 2013 | unknown |  |  |  | 43.1235 | -77.6296 | 1996 | 43.1235 | -77.6296 | 1996
149097 | S 38 723 | NYISO | 2 | 34.5 | 153 | 2013 | unknown |  |  |  | 43.1235 | -77.6296 | 1996 | 43.1235 | -77.6296 | 1996
149098 | S 38 774 | NYISO | 2 | 34.5 | 153 | 2013 | unknown |  |  |  | 43.1235 | -77.6296 | 1996 | 43.1235 | -77.6296 | 1996
149813 | ST38-BUS1 | NYISO | 2 | 11.5 | 153 | 2013 | unknown |  |  |  | 43.1235 | -77.6296 | 1996 | 43.1235 | -77.6296 | 1996
149814 | ST38-BUS2 | NYISO | 2 | 11.5 | 153 | 2013 | unknown |  |  |  | 43.1235 | -77.6296 | 1996 | 43.1235 | -77.6296 | 1996
149815 | ST38-BUS3 | NYISO | 2 | 11.5 | 153 | 2013 | unknown |  |  |  | 43.1235 | -77.6296 | 1996 | 43.1235 | -77.6296 | 1996
149101 | S 49 728 | NYISO | 2 | 34.5 | 153 | 2014 | unknown |  |  |  | 43.2187 | -77.4204 | 2002 | 43.2187 | -77.4204 | 2002
149102 | S 49 729 | NYISO | 2 | 34.5 | 153 | 2014 | unknown |  |  |  | 43.2187 | -77.4204 | 2002 | 43.2187 | -77.4204 | 2002
149159 | S 49 11 | NYISO | 2 | 11.5 | 153 | 2014 | unknown |  |  |  | 43.2187 | -77.4204 | 2002 | 43.2187 | -77.4204 | 2002
149111 | STA 56 | NYISO | 2 | 34.5 | 153 | 2015 | unknown |  |  |  | 43.2187 | -77.4204 | 2002 | 43.2187 | -77.4204 | 2002
149147 | STA56-25 | NYISO | 2 | 12 | 153 | 2015 | unknown |  |  |  | 43.2187 | -77.4204 | 2002 | 43.2187 | -77.4204 | 2002
149715 | PTSFD-23 | NYISO | 2 | 115 | 173 | 2015 | unknown |  |  |  | 43.2187 | -77.4204 | 2002 | 43.2187 | -77.4204 | 2002
149716 | PTSFD-24 | NYISO | 2 | 115 | 173 | 2015 | unknown |  |  |  | 43.2187 | -77.4204 | 2002 | 43.2187 | -77.4204 | 2002
149717 | PTSFD-25 | NYISO | 2 | 115 | 173 | 2015 | unknown |  |  |  | 43.2187 | -77.4204 | 2002 | 43.2187 | -77.4204 | 2002
149818 | STA56-23 | NYISO | 2 | 12 | 153 | 2015 | unknown |  |  |  | 43.2187 | -77.4204 | 2002 | 43.2187 | -77.4204 | 2002
149130 | S145VR | NYISO | 2 | 34.5 | 153 | 2016 | unknown
149198 | S145 | NYISO | 2 | 34.5 | 153 | 2016 | unknown
149137 | S155C704 | NYISO | 2 | 34.5 | 153 | 2017 | unknown
149152 | S155VRL | NYISO | 2 | 34.5 | 153 | 2017 | unknown
149196 | S124C913 | NYISO | 2 | 115 | 153 | 2018 | known |  | 43.2778 | -77.31
149700 | PS1 | NYISO | 2 | 115 | 153 | 2018 | known |  | 42.2853 | -78.0061
149701 | PS2 | NYISO | 2 | 115 | 153 | 2018 | known |  | 42.2853 | -78.0061
149702 | SVC | NYISO | 2 | 13.8 | 153 | 2018 | known |  | 42.2853 | -78.0061
149218 | TB_REG | NYISO | 2 | 34.5 | 153 | 2019 | unknown
149219 | ANGEL TP | NYISO | 2 | 34.5 | 153 | 2019 | unknown
149229 | S169NND | NYISO | 2 | 34.5 | 153 | 2020 | unknown
149230 | S8312VS | NYISO | 2 | 34.5 | 153 | 2020 | unknown
149326 | S8244VRS | NYISO | 2 | 34.5 | 153 | 2021 | unknown
149327 | S8244VRL | NYISO | 2 | 34.5 | 153 | 2021 | unknown
149332 | S194C708 | NYISO | 2 | 34.5 | 153 | 2022 | unknown
149636 | S194VRS | NYISO | 2 | 34.5 | 153 | 2022 | unknown
149755 | VR2 | NYISO | 2 | 34.5 | 153 | 2022 | unknown
149333 | S8205VRS | NYISO | 2 | 34.5 | 153 | 2023 | unknown
149334 | S8205VRL | NYISO | 2 | 34.5 | 153 | 2023 | unknown
149520 | S104 115 | NYISO | 2 | 115 | 153 | 2024 | unknown | [6 empty] | 43.0538 | -77.6727 | 1986
149521 | S104 34 | NYISO | 2 | 34.5 | 153 | 2024 | unknown | [6 empty] | 43.0538 | -77.6727 | 1986
149217 | S8327 | NYISO | 2 | 34.5 | 153 | 2025 | unknown
149680 | HYLND_LF | NYISO | 2 | 34.5 | 153 | 2025 | unknown
149681 | HYLANDLFG123 | NYISO | 2 | 4.16 | 153 | 2025 | unknown
149690 | NEWROCH345 | NYISO | 2 | 345 | 153 | 2026 | known |  | 40.9115 | -73.7876
149692 | NEWROCH115 | NYISO | 2 | 115 | 153 | 2026 | known
149693 | NEWROCH115 | NYISO | 2 | 115 | 153 | 2026 | known
149708 | STA251 | NYISO | 2 | 115 | 153 | 2027 | unknown | [6 empty] | 43.0538 | -77.6727 | 1986
149808 | S710 B2 | NYISO | 2 | 11.5 | 153 | 2027 | unknown | [6 empty] | 43.0538 | -77.6727 | 1986
149816 | S710_TP | NYISO | 2 | 34.5 | 153 | 2027 | unknown | [6 empty] | 43.0538 | -77.6727 | 1986
149817 | S710 B1 | NYISO | 2 | 11.5 | 153 | 2027 | unknown | [6 empty] | 43.0538 | -77.6727 | 1986
149898 | GEN_UOFR | NYISO | 2 | 11.5 | 153 | 2027 | unknown | [6 empty] | 43.0538 | -77.6727 | 1986
149709 | STA262 115 1 | NYISO | 2 | 115 | 153 | 2028 | unknown |  |  |  | 43.1235 | -77.6296 | 1996 | 43.1235 | -77.6296 | 1996
149710 | STA262 34 1 | NYISO | 2 | 34.5 | 153 | 2028 | unknown |  |  |  | 43.1235 | -77.6296 | 1996 | 43.1235 | -77.6296 | 1996
149820 | S419_931 | NYISO | 2 | 115 | 153 | 2029 | unknown |  |  |  | 43.0538 | -77.6727 | 1986 | 43.0538 | -77.6727 | 1986
149821 | S419_918 | NYISO | 2 | 115 | 153 | 2029 | unknown |  |  |  | 43.0538 | -77.6727 | 1986 | 43.0538 | -77.6727 | 1986
149823 | S419 B2 | NYISO | 2 | 12.5 | 153 | 2029 | unknown |  |  |  | 43.0538 | -77.6727 | 1986 | 43.0538 | -77.6727 | 1986
149824 | S419 B1 | NYISO | 2 | 12.5 | 153 | 2029 | unknown |  |  |  | 43.0538 | -77.6727 | 1986 | 43.0538 | -77.6727 | 1986
149914 | Q721-POI | NYISO | 2 | 345 | 153 | 2030 | known |  | 43.0739 | -78.0644
149915 | Q721-SUB | NYISO | 2 | 345 | 153 | 2030 | known
149916 | Q721-TER | NYISO | 2 | 13.8 | 153 | 2030 | known
149917 | Q721-CLTR | NYISO | 2 | 34.5 | 153 | 2030 | known
149918 | Q721-C1 | NYISO | 2 | 34.5 | 153 | 2030 | known
149919 | Q721-C2 | NYISO | 2 | 34.5 | 153 | 2030 | known
149920 | Q721-C3 | NYISO | 2 | 34.5 | 153 | 2030 | known
149921 | Q721-C4 | NYISO | 2 | 34.5 | 153 | 2030 | known
149922 | Q721-C5 | NYISO | 2 | 34.5 | 153 | 2030 | known
149923 | Q721-C6 | NYISO | 2 | 34.5 | 153 | 2030 | known
149924 | Q721-G1 | NYISO | 2 | 0.6 | 153 | 2030 | known
149925 | Q721-G2 | NYISO | 2 | 0.6 | 153 | 2030 | known
149926 | Q721-G3 | NYISO | 2 | 0.6 | 153 | 2030 | known
149927 | Q721-G4 | NYISO | 2 | 0.6 | 153 | 2030 | known
149928 | Q721-G5 | NYISO | 2 | 0.6 | 153 | 2030 | known
149929 | Q721-G6 | NYISO | 2 | 0.6 | 153 | 2030 | known
200001 | ALBURTIS | PJM | 229 | 500 | 1823 | 3233 | known |  | 40.4819 | -75.5831
204685 | 27ALBURTIS | PJM | 227 | 230 | 214 | 3233 | known
200002 | BRANCHBG | PJM | 231 | 500 | 1826 | 3234 | known |  | 40.5445 | -74.7431
218350 | BRANCHBG | PJM | 231 | 230 | 251 | 3234 | known
200003 | BRIGHTON | PJM | 233 | 500 | 1828 | 3235 | known |  | 39.1853 | -77.037
223960 | BRG 1T 230 | PJM | 233 | 230 | 268 | 3235 | known
224058 | BRG 3T 230 | PJM | 233 | 230 | 268 | 3235 | known
226827 | BRG230 1B | PJM | 233 | 230 | 268 | 3235 | known
226828 | BRG230 2B | PJM | 233 | 230 | 268 | 3235 | known
226829 | BRG230 3B | PJM | 233 | 230 | 268 | 3235 | known
226830 | BRG230 4B | PJM | 233 | 230 | 268 | 3235 | known
200004 | CNASTONE | PJM | 232 | 500 | 1827 | 3236 | known |  | 39.6886 | -76.5392
220963 | CONASTON | PJM | 232 | 230 | 260 | 3236 | known
200005 | CONEM-GH | PJM | 226 | 500 | 1820 | 3237 | known |  | 40.3898 | -79.0591
200030 | CONE G1 | PJM | 226 | 22 | 1820 | 3237 | known |  | 40.3898 | -79.0591
200031 | CONE G2 | PJM | 226 | 22 | 1820 | 3237 | known |  | 40.3898 | -79.0591
200912 | 26CONEMAGH | PJM | 226 | 230 | 208 | 3237 | known
200006 | DEANS | PJM | 231 | 500 | 1826 | 3238 | known |  | 40.4055 | -74.4853
218306 | DEANS | PJM | 231 | 230 | 251 | 3238 | known
200007 | ELROY | PJM | 230 | 500 | 1824 | 3239 | known |  | 40.2783 | -75.3263
210631 | ELRO | PJM | 229 | 69 | 238 | 3239 | known
210634 | ELRO T12 | PJM | 229 | 138 | 238 | 3239 | known
210638 | ELRO T34 | PJM | 229 | 138 | 238 | 3239 | known
200009 | JUNIATA | PJM | 229 | 500 | 1823 | 3240 | known |  | 40.4291 | -77.1709
208004 | JUNI BU1 | PJM | 229 | 230 | 232 | 3240 | known
209997 | JUNI | PJM | 229 | 69 | 237 | 3240 | known
200010 | KEENEY | PJM | 235 | 500 | 1830 | 3241 | known |  | 39.6334 | -75.7309
231003 | KEEN_230 | PJM | 235 | 230 | 289 | 3241 | known
231122 | KEENEYL | PJM | 235 | 138 | 289 | 3241 | known
231406 | KEENEY 2 | PJM | 235 | 34.5 | 289 | 3241 | known
200011 | KEYSTONE | PJM | 226 | 500 | 1820 | 3242 | known |  | 40.6577 | -79.3385
200032 | KEYS G1 | PJM | 226 | 20 | 1820 | 3242 | known |  | 40.6577 | -79.3385
200033 | KEYS G2 | PJM | 226 | 20 | 1820 | 3242 | known |  | 40.6577 | -79.3385
200810 | 26KEYSTONE | PJM | 226 | 230 | 208 | 3242 | known
200906 | 26KEYSTN#3 | PJM | 226 | 20 | 208 | 3242 | known
200907 | 26KEYSTN#4 | PJM | 226 | 20 | 208 | 3242 | known
1000670 | STR_PT_XF_670 | PJM | 226 | 1 | 1820 | 3242 | known
200012 | NEWFRDM | PJM | 231 | 500 | 1826 | 3243 | known |  | 39.7412 | -74.9629
219100 | NEWFRDM | PJM | 231 | 230 | 252 | 3243 | known
200013 | PCHBTM2N | PJM | 230 | 500 | 1824 | 3244 | known |  | 39.7609 | -76.2689
200035 | PCHBTM 3 | PJM | 230 | 22 | 1824 | 3244 | known
200066 | PCHBTM1N | PJM | 230 | 500 | 1824 | 3244 | known |  | 39.7609 | -76.2689
213866 | PCHBTM | PJM | 230 | 230 | 241 | 3244 | known |  | 39.753 | -76.2671
213867 | PCHBTM | PJM | 230 | 35 | 247 | 3244 | known
213868 | PCHBTM2 | PJM | 230 | 230 | 241 | 3244 | known
213871 | PCHSU343 | PJM | 230 | 13.8 | 244 | 3244 | known
200014 | SALEM | PJM | 231 | 500 | 1826 | 3245 | known |  | 39.4632 | -75.5329
200036 | SALEM-G1 | PJM | 231 | 22 | 1826 | 3245 | known
200037 | SALEM-G2 | PJM | 231 | 22 | 1826 | 3245 | known
200062 | SALEM G3 | PJM | 231 | 22 | 1826 | 3245 | known
200015 | WHITPAIN | PJM | 230 | 500 | 1824 | 3246 | known |  | 40.1715 | -75.3101
214035 | WHITPAN1 | PJM | 230 | 230 | 241 | 3246 | known
214036 | WHITPAN2 | PJM | 230 | 230 | 241 | 3246 | known
214037 | WHITPAN3 | PJM | 230 | 230 | 241 | 3246 | known
200016 | 3 MILE I | PJM | 227 | 500 | 1821 | 3247 | known |  | 40.1501 | -76.713
204514 | 27TMI | PJM | 227 | 230 | 214 | 3247 | known
204659 | 27TMI 1GEN | PJM | 227 | 19 | 220 | 3247 | known
200017 | SMITHBRG | PJM | 228 | 500 | 1822 | 3248 | known |  | 40.2014 | -74.3606
206285 | 28SMITHBRG | PJM | 228 | 34.5 | 225 | 3248 | known
206309 | 28SMITHBRG | PJM | 228 | 230 | 226 | 3248 | known
200018 | CHALK PT | PJM | 233 | 500 | 1828 | 3249 | known |  | 38.5603 | -76.689
223983 | CHALK230 | PJM | 233 | 230 | 268 | 3249 | known
223984 | CHALK 69 | PJM | 233 | 69 | 268 | 3249 | known
224035 | CHALK U1 | PJM | 233 | 20 | 268 | 3249 | known
224036 | CHALK U2 | PJM | 233 | 20 | 268 | 3249 | known
224037 | CHALK U3 | PJM | 233 | 24 | 268 | 3249 | known
224038 | CHALK U4 | PJM | 233 | 24 | 268 | 3249 | known
224039 | CHALKCT1 | PJM | 233 | 4.33 | 268 | 3249 | known
224040 | CHALKCT2 | PJM | 233 | 13.8 | 268 | 3249 | known
224041 | CHALKCT3 | PJM | 233 | 13.8 | 268 | 3249 | known
224042 | CHALKCT4 | PJM | 233 | 13.8 | 268 | 3249 | known
224043 | CHALKCT5 | PJM | 233 | 13.8 | 268 | 3249 | known
224044 | CHALKCT6 | PJM | 233 | 13.8 | 268 | 3249 | known
224065 | CHALMD34 | PJM | 233 | 13.8 | 268 | 3249 | known
224066 | CHALMD56 | PJM | 233 | 13.8 | 268 | 3249 | known
224118 | CHALK5TS | PJM | 233 | 230 | 268 | 3249 | known
224129 | CHALKT4 | PJM | 233 | 69 | 268 | 3249 | known
224130 | CHALKT3 | PJM | 233 | 69 | 268 | 3249 | known
200019 | BURCHES | PJM | 233 | 500 | 1828 | 3250 | known |  | 38.7384 | -76.8709
223994 | BURCH230 | PJM | 233 | 230 | 268 | 3250 | known |  | 38.7385 | -76.8708
200020 | CLVT CLF | PJM | 232 | 500 | 1827 | 3251 | known |  | 38.4316 | -76.4417
200040 | C CLF G1 | PJM | 232 | 25 | 1827 | 3251 | known
200041 | C CLF G2 | PJM | 232 | 22 | 1827 | 3251 | known
200021 | SUNBURY | PJM | 229 | 500 | 1823 | 3252 | known |  | 40.8362 | -76.8277
200080 | HUST | PJM | 229 | 500 | 1823 | 3252 | known |  | 39.8688 | -77.1677
208109 | SUNB | PJM | 229 | 230 | 232 | 3252 | known
208930 | HUST CT11 | PJM | 229 | 18 | 233 | 3252 | known
208931 | HUST CT12 | PJM | 229 | 18 | 233 | 3252 | known
208932 | HUST CT13 | PJM | 229 | 18 | 233 | 3252 | known
208933 | HUST ST10 | PJM | 229 | 22 | 233 | 3252 | known
209018 | SUNBIPCT | PJM | 229 | 12.47 | 233 | 3252 | known
212212 | HUWH | PJM | 229 | 69 | 236 | 3252 | known
212213 | HUWH | PJM | 229 | 12.47 | 236 | 3252 | known
212421 | SELI TP | PJM | 229 | 69 | 236 | 3252 | known
212441 | SUNB YD1 | PJM | 229 | 69 | 236 | 3252 | known
212446 | SUNBTR10 | PJM | 229 | 4.33 | 233 | 3252 | known
212448 | SUNBTR20 | PJM | 229 | 4.33 | 233 | 3252 | known
200022 | SUSQ | PJM | 229 | 500 | 1823 | 3253 | known |  | 41.092 | -76.1471
200038 | SUSQ 2 | PJM | 229 | 24 | 233 | 3253 | known
208115 | SUSQTP20 | PJM | 229 | 230 | 232 | 3253 | known
208116 | SUSQTR21 | PJM | 229 | 230 | 232 | 3253 | known
208121 | SU10TR10 | PJM | 229 | 230 | 232 | 3253 | known
208122 | SUSQTR10 | PJM | 229 | 13.8 | 232 | 3253 | known
208123 | SUSQTR20 | PJM | 229 | 13.8 | 232 | 3253 | known
200023 | WESC | PJM | 229 | 500 | 1823 | 3254 | known |  | 40.5748 | -75.5621
208128 | WESC | PJM | 229 | 230 | 232 | 3254 | known
210559 | DORN TP2 | PJM | 229 | 138 | 238 | 3254 | known
210560 | DORN TP1 | PJM | 229 | 138 | 238 | 3254 | known
211320 | WESC | PJM | 229 | 69 | 238 | 3254 | known
211321 | WESC | PJM | 229 | 138 | 238 | 3254 | known
200024 | LIMERICK | PJM | 230 | 500 | 1824 | 3255 | known |  | 40.2207 | -75.5827
200042 | LIMERCK2 | PJM | 230 | 22 | 1824 | 3255 | known
213741 | LIM10 | PJM | 230 | 13.8 | 244 | 3255 | known
213742 | LIMERCK1 | PJM | 230 | 22 | 244 | 3255 | known
213743 | LIMERICK60 | PJM | 230 | 230 | 241 | 3255 | known
213770 | LMRK 4AB | PJM | 230 | 230 | 241 | 3255 | known
214292 | LIMERICK61 | PJM | 230 | 230 | 241 | 3255 | known
214293 | LIMERICK7 | PJM | 230 | 230 | 241 | 3255 | known |  | 40.2208 | -75.5828
214294 | LIMERICK1U | PJM | 230 | 230 | 241 | 3255 | known |  | 40.2207 | -75.5827
214295 | LIMERICK5 | PJM | 230 | 230 | 241 | 3255 | known
214301 | LIMERICK4T | PJM | 230 | 230 | 241 | 3255 | known
200025 | W CHAPEL | PJM | 232 | 500 | 1827 | 3256 | known |  | 39.0466 | -76.6776
220955 | W.CHAPEL | PJM | 232 | 230 | 260 | 3256 | known
221001 | WCHAPL2 | PJM | 232 | 115 | 260 | 3256 | known
221024 | W.CHAPL | PJM | 232 | 115 | 260 | 3256 | known
221681 | W.CHPL-1 | PJM | 232 | 13.8 | 259 | 3256 | known
221768 | W.CHPL-2 | PJM | 232 | 13.8 | 259 | 3256 | known
200026 | HUNTERTN | PJM | 227 | 500 | 1821 | 3257 | known |  | 39.869 | -77.1663
200058 | HUNTR101 | PJM | 227 | 18 | 1821 | 3257 | known
200059 | HUNTR201 | PJM | 227 | 18 | 1821 | 3257 | known
200060 | HUNTR301 | PJM | 227 | 18 | 1821 | 3257 | known
200061 | HUNTR401 | PJM | 227 | 22 | 1821 | 3257 | known
204501 | 27HUNTRSTN | PJM | 227 | 230 | 214 | 3257 | known
204805 | 27HUNTRS_SVC | PJM | 227 | 28 | 214 | 3257 | known
200027 | REDLION | PJM | 235 | 500 | 1830 | 3258 | known |  | 39.6081 | -75.6261
231004 | RL_230 | PJM | 235 | 230 | 289 | 3258 | known |  | 39.6076 | -75.6251
231126 | RL_138 | PJM | 235 | 138 | 289 | 3258 | known
231127 | RL_138N | PJM | 235 | 138 | 289 | 3258 | known
231500 | RLION_T1 | PJM | 235 | 24.94 | 289 | 3258 | known
200028 | WINDSOR | PJM | 228 | 500 | 1822 | 3259 | known |  | 40.2488 | -74.5651
206326 | 28E WINDSR | PJM | 228 | 230 | 226 | 3259 | known
200029 | HOPE CRK | PJM | 231 | 500 | 1826 | 3260 | known |  | 39.4664 | -75.536
200039 | HOPE CG1 | PJM | 231 | 22 | 1826 | 3260 | known
232012 | HOPE CREEK | PJM | 225 | 230 | 1 | 3260 | known |  | 39.4677 | -75.5338
200034 | PCHBTM 2 | PJM | 230 | 22 | 1824 | 3261 | known |  | 39.7609 | -76.2689
200064 | PCHBTM1S | PJM | 230 | 500 | 1824 | 3261 | known |  | 39.7609 | -76.2689
200065 | PCHBTM2S | PJM | 230 | 500 | 1824 | 3261 | known |  | 39.7609 | -76.2689
200043 | STEELCTY | PJM | 229 | 500 | 1823 | 3262 | known |  | 40.6198 | -75.3087
200044 | BETH CT1 | PJM | 229 | 13.8 | 233 | 3262 | known
200045 | BETH CT2 | PJM | 229 | 13.8 | 233 | 3262 | known
200046 | BETH CT3 | PJM | 229 | 13.8 | 233 | 3262 | known
200047 | BETH ST4 | PJM | 229 | 18 | 233 | 3262 | known
200048 | BETH CT5 | PJM | 229 | 13.8 | 233 | 3262 | known
200049 | BETH CT6 | PJM | 229 | 13.8 | 233 | 3262 | known
200050 | BETH CT7 | PJM | 229 | 13.8 | 233 | 3262 | known
207914 | BEPO | PJM | 229 | 230 | 232 | 3262 | known |  | 40.6197 | -75.3087
208101 | STCI | PJM | 229 | 230 | 232 | 3262 | known |  | 40.6197 | -75.3086
208980 | BEPO IPP | PJM | 229 | 18 | 233 | 3262 | known
200051 | ROCKSPGS | PJM | 225 | 500 | 1833 | 3263 | known |  | 39.7177 | -76.1615
200052 | ROCKSP 1 | PJM | 225 | 18 | 1833 | 3263 | known
200053 | ROCKSP 2 | PJM | 225 | 18 | 1833 | 3263 | known
200054 | ROCKSP 3 | PJM | 225 | 18 | 1833 | 3263 | known
200055 | ROCKSP 4 | PJM | 225 | 18 | 1833 | 3263 | known
200203 | Y1-065-STG | PJM | 225 | 23.5 | 1833 | 3263 | known
200204 | Y1-065-CTG1 | PJM | 225 | 21 | 1833 | 3263 | known
200205 | Y1-065-CTG2 | PJM | 225 | 21 | 1833 | 3263 | known
200063 | ORCHARD | PJM | 234 | 500 | 1829 | 3264 | known |  | 39.5841 | -75.2471
228002 | ORCHARD | PJM | 234 | 230 | 277 | 3264 | known
200070 | CENTERPT | PJM | 230 | 500 | 1824 | 3265 | known |  | 40.2125 | -75.3478
213479 | CENTERPT | PJM | 230 | 230 | 241 | 3265 | known
200074 | LACK | PJM | 229 | 500 | 1823 | 3266 | known |  | 41.4971 | -75.6092
208009 | LACK | PJM | 229 | 230 | 232 | 3266 | known |  | 41.4827 | -75.5643
208010 | LACK_EBUS_B4 | PJM | 229 | 230 | 232 | 3266 | known
208011 | LACK_WBUS_B4 | PJM | 229 | 230 | 232 | 3266 | known
208013 | SUMT2_B4 | PJM | 229 | 230 | 232 | 3266 | known
208014 | LAEN_B4 | PJM | 229 | 230 | 232 | 3266 | known |  | 41.4827 | -75.5642
211681 | LACK | PJM | 229 | 69 | 234 | 3266 | known
200075 | BREI | PJM | 229 | 500 | 1823 | 3267 | known |  | 40.5517 | -75.6425
210441 | BREI 1 | PJM | 229 | 138 | 238 | 3267 | known
210442 | BREI 2 | PJM | 229 | 138 | 238 | 3267 | known
210466 | BREI | PJM | 229 | 69 | 238 | 3267 | known
200082 | FRDM | PJM | 229 | 500 | 1823 | 3268 | known |  | 41.1127 | -76.1569
200083 | FRDM 11 | PJM | 229 | 23.5 | 233 | 3268 | known
200084 | FRDM 21 | PJM | 229 | 23.5 | 233 | 3268 | known
200094 | ROSELAND | PJM | 231 | 500 | 1826 | 3269 | known |  | 40.8203 | -74.3313
216950 | ROSELAND | PJM | 231 | 230 | 250 | 3269 | known |  | 40.8203 | -74.3314
217870 | WILPIPE | PJM | 231 | 230 | 250 | 3269 | known
200099 | LAUS | PJM | 229 | 500 | 1823 | 3270 | known |  | 40.2169 | -76.0155
208045 | LAUS | PJM | 229 | 230 | 232 | 3270 | known
208666 | LAUS | PJM | 229 | 69 | 235 | 3270 | known
200101 | VINCO | PJM | 226 | 500 | 1820 | 3271 | known |  | 40.4136 | -78.8565
200102 | AA1-076 MAIN | PJM | 226 | 500 | 1820 | 3271 | known |  | 40.4145 | -78.8594
200103 | AA1-076 CT1 | PJM | 226 | 25 | 1820 | 3271 | known
200104 | AA1-076 CT2 | PJM | 226 | 25 | 1820 | 3271 | known
200105 | AA1-076 ST | PJM | 226 | 23.5 | 1820 | 3271 | known
200122 | DELTA | PJM | 230 | 500 | 1824 | 3272 | known |  | 39.7395 | -76.305
200192 | DELTA CT1 | PJM | 230 | 13.8 | 1824 | 3272 | known
200193 | DELTA CT2 | PJM | 230 | 13.8 | 1824 | 3272 | known
200194 | DELTA CT3 | PJM | 230 | 13.8 | 1824 | 3272 | known
200195 | DELTA ST | PJM | 230 | 18 | 1824 | 3272 | known
200199 | DELTA2 POI | PJM | 230 | 500 | 1824 | 3272 | known |  | 39.7395 | -76.305
200200 | DELTA2 CT1 | PJM | 230 | 18 | 1824 | 3272 | known
200201 | DELTA2 CT2 | PJM | 230 | 18 | 1824 | 3272 | known
200202 | DELTA2 ST | PJM | 230 | 19.5 | 1824 | 3272 | known
200301 | X4-035 TAP | PJM | 233 | 500 | 1828 | 3273 | known |  | 38.7002 | -76.8274
200302 | X4-035 GSU | PJM | 233 | 500 | 1828 | 3273 | known |  | 38.7002 | -76.8273
200303 | X4-035_G1 | PJM | 233 | 18 | 1828 | 3273 | known
200304 | X4-035_G2 | PJM | 233 | 18 | 1828 | 3273 | known
200305 | X4-035_ST | PJM | 233 | 19 | 1828 | 3273 | known
200500 | 26ALTOONA | PJM | 226 | 230 | 209 | 3274 | unknown
200540 | 26ALTOONA | PJM | 226 | 46 | 209 | 3274 | unknown
200950 | 26ALTNA_SVC | PJM | 226 | 25 | 209 | 3274 | unknown
200501 | 26BDFORD N | PJM | 226 | 115 | 209 | 3275 | unknown
200542 | 26BDFRD N2 | PJM | 226 | 23 | 209 | 3275 | unknown
200562 | 26BDFRD SB | PJM | 226 | 23 | 209 | 3275 | unknown
200502 | 26BLAIN | PJM | 226 | 115 | 209 | 3276 | unknown
200556 | 26BLAIN | PJM | 226 | 23 | 209 | 3276 | unknown
200503 | 26C.SLOPE | PJM | 226 | 115 | 209 | 3277 | unknown | [8 empty] | 3361
200535 | 26CAMB S | PJM | 226 | 46 | 209 | 3277 | unknown | [8 empty] | 3361
200504 | 26CARLISLE | PJM | 226 | 115 | 209 | 3278 | unknown
200558 | 26CARL PKE | PJM | 226 | 23 | 209 | 3278 | unknown
202803 | 26CARL PK2 | PJM | 226 | 23 | 209 | 3278 | unknown
200505 | 26CLYSBURG | PJM | 226 | 115 | 209 | 3279 | unknown
200541 | 26CLAYSBRG | PJM | 226 | 46 | 209 | 3279 | unknown
200551 | 26CLAY SUB | PJM | 226 | 23 | 209 | 3279 | unknown
200506 | 26CURYVILE | PJM | 226 | 115 | 209 | 3280 | unknown
200552 | 26CURY SUB | PJM | 226 | 23 | 209 | 3280 | unknown
200507 | 26GLORY | PJM | 226 | 115 | 208 | 3281 | unknown | [5 empty] | 3361 |  |  | 3361
200529 | 26GLORY | PJM | 226 | 34.5 | 208 | 3281 | unknown | [5 empty] | 3361 |  |  | 3361
200508 | 26HILL VAL | PJM | 226 | 115 | 209 | 3282 | unknown
200547 | 26HILL VLY | PJM | 226 | 46 | 209 | 3282 | unknown
200509 | 26JCKSN RD | PJM | 226 | 115 | 209 | 3283 | unknown | [5 empty] | 3361 |  |  | 3361
200537 | 26JACKSN R | PJM | 226 | 46 | 209 | 3283 | unknown | [5 empty] | 3361 |  |  | 3361
200510 | 26DUBOIS 1 | PJM | 226 | 34.5 | 207 | 3284 | unknown | [8 empty] | 3335
200607 | 26DUBOIS 2 | PJM | 226 | 34.5 | 207 | 3284 | unknown | [8 empty] | 3335
200712 | 26DUBOIS | PJM | 226 | 115 | 207 | 3284 | unknown | [8 empty] | 3335
200512 | 26LEWISTWN | PJM | 226 | 115 | 209 | 3285 | unknown |  |  |  | 40.4291 | -77.1709 | 3240 | 40.4291 | -77.1709 | 3240
200513 | 26LEWISTWN | PJM | 226 | 230 | 209 | 3285 | unknown |  |  |  | 40.4291 | -77.1709 | 3240 | 40.4291 | -77.1709 | 3240
200548 | 26LEWISTWN | PJM | 226 | 46 | 209 | 3285 | unknown |  |  |  | 40.4291 | -77.1709 | 3240 | 40.4291 | -77.1709 | 3240
200515 | 26BROOKV.1 | PJM | 226 | 34.5 | 207 | 3286 | unknown
200736 | 26BROOKV.2 | PJM | 226 | 34.5 | 207 | 3286 | unknown
200827 | 26BROOKVLE | PJM | 226 | 138 | 207 | 3286 | unknown
200516 | 26OSTRBURG | PJM | 226 | 115 | 209 | 3287 | unknown
200564 | 26OSTRE SB | PJM | 226 | 23 | 209 | 3287 | unknown
200517 | 26RAYSTOWN | PJM | 226 | 230 | 209 | 3288 | unknown | [6 empty] | 40.4291 | -77.1709 | 3240
200539 | 26RAYSTOWN | PJM | 226 | 46 | 209 | 3288 | unknown | [6 empty] | 40.4291 | -77.1709 | 3240
200518 | 26REED GAP | PJM | 226 | 115 | 209 | 3289 | unknown
200557 | 26REEDS GP | PJM | 226 | 23 | 209 | 3289 | unknown
200520 | 26ROXBURY | PJM | 226 | 115 | 209 | 3290 | unknown
200532 | 26ROXBURY | PJM | 226 | 138 | 209 | 3290 | unknown
200554 | 26ROXB SB1 | PJM | 226 | 23 | 209 | 3290 | unknown
200860 | 26ROXB SB2 | PJM | 226 | 23 | 209 | 3290 | unknown
203905 | 26W1-045 C | PJM | 226 | 23 | 209 | 3290 | unknown
200521 | 26SAXTON | PJM | 226 | 115 | 209 | 3291 | unknown
200553 | 26SXTN SUB | PJM | 226 | 23 | 209 | 3291 | unknown
200522 | 26SHADE GP | PJM | 226 | 115 | 209 | 3292 | unknown
200559 | 26S.GAP SB | PJM | 226 | 23 | 209 | 3292 | unknown
200523 | 26SNAKE SP | PJM | 226 | 115 | 209 | 3293 | unknown
200561 | 26S.SPR SB | PJM | 226 | 23 | 209 | 3293 | unknown
200865 | 26S.SPR 2 | PJM | 226 | 23 | 209 | 3293 | unknown
200524 | 26SPANGLER | PJM | 226 | 115 | 209 | 3294 | unknown
200533 | 26SPANGLER | PJM | 226 | 46 | 209 | 3294 | unknown
200525 | 26SUMMIT | PJM | 226 | 115 | 209 | 3295 | unknown
200538 | 26SUMMIT | PJM | 226 | 46 | 209 | 3295 | unknown
200526 | 26THRE SPR | PJM | 226 | 115 | 209 | 3296 | unknown
200560 | 26T.SPG SB | PJM | 226 | 23 | 209 | 3296 | unknown
200527 | 26TYRONE N | PJM | 226 | 115 | 207 | 3297 | unknown
200543 | 26TYRNE #2 | PJM | 226 | 46 | 207 | 3297 | unknown
200544 | 26TYRNE #1 | PJM | 226 | 46 | 207 | 3297 | unknown
200528 | 26WESTFALL | PJM | 226 | 115 | 209 | 3298 | unknown
200545 | 26WESTFALL | PJM | 226 | 46 | 209 | 3298 | unknown
200531 | 26YEAGRTWN | PJM | 226 | 230 | 209 | 3299 | unknown | [6 empty] | 40.4291 | -77.1709 | 3240
200549 | 26YEAGERTN | PJM | 226 | 34.5 | 209 | 3299 | unknown | [6 empty] | 40.4291 | -77.1709 | 3240
200550 | 26YEAGRTWN | PJM | 226 | 46 | 209 | 3299 | unknown | [6 empty] | 40.4291 | -77.1709 | 3240
200853 | 26YEAGERTN | PJM | 226 | 46 | 209 | 3299 | unknown | [6 empty] | 40.4291 | -77.1709 | 3240
203037 | 26YEAGR RNG | PJM | 226 | 46 | 209 | 3299 | unknown | [6 empty] | 40.4291 | -77.1709 | 3240
200534 | 26MADERA | PJM | 226 | 34.5 | 207 | 3300 | unknown
200717 | 26MADERA | PJM | 226 | 115 | 207 | 3300 | unknown
200546 | 26ECLIPS#2 | PJM | 226 | 34.5 | 206 | 3301 | unknown | [6 empty] | 41.514 | -80.0073 | 3323
200586 | 26ECLIPSE | PJM | 226 | 115 | 206 | 3301 | unknown | [6 empty] | 41.514 | -80.0073 | 3323
200610 | 26ECLIPSE | PJM | 226 | 34.5 | 206 | 3301 | unknown | [6 empty] | 41.514 | -80.0073 | 3323
200563 | 26P-BURG 1 | PJM | 226 | 34.5 | 207 | 3302 | unknown | [5 empty] | 3335 |  |  | 3335
200653 | 26P-BURG 2 | PJM | 226 | 34.5 | 207 | 3302 | unknown | [5 empty] | 3335 |  |  | 3335
200716 | 26PHILIPSB | PJM | 226 | 115 | 207 | 3302 | unknown | [5 empty] | 3335 |  |  | 3335
200565 | 26FR. RD.E | PJM | 226 | 115 | 205 | 3303 | unknown | [5 empty] | 3305 |  |  | 3305
200589 | 26FR RD. W | PJM | 226 | 115 | 205 | 3303 | unknown | [5 empty] | 3305 |  |  | 3305
200613 | 26FR RD E. | PJM | 226 | 34.5 | 205 | 3303 | unknown | [5 empty] | 3305 |  |  | 3305
200635 | 26FR RD W. | PJM | 226 | 34.5 | 205 | 3303 | unknown | [5 empty] | 3305 |  |  | 3305
200566 | 26ROLNG MD | PJM | 226 | 115 | 205 | 3304 | unknown
200614 | 26ROLNG MD | PJM | 226 | 34.5 | 205 | 3304 | unknown
200567 | 26ERIE SO. | PJM | 226 | 115 | 205 | 3305 | known
200568 | 26ERIE SO. | PJM | 226 | 230 | 205 | 3305 | known
200600 | 26ERIE SO | PJM | 226 | 345 | 205 | 3305 | known |  | 42.0686 | -80.0477
200624 | 26ERIE S W | PJM | 226 | 34.5 | 205 | 3305 | known
200625 | 26ERIE S E | PJM | 226 | 34.5 | 205 | 3305 | known
200641 | 26ERIE S C | PJM | 226 | 34.5 | 205 | 3305 | known
200819 | 26ERIE SE | PJM | 226 | 230 | 205 | 3305 | known
200820 | 26ERIE SE | PJM | 226 | 115 | 205 | 3305 | known
201145 | 26ERIE S_SVC | PJM | 226 | 21 | 205 | 3305 | known
200569 | 26BUFF. RD | PJM | 226 | 115 | 205 | 3306 | unknown | [8 empty] | 3305
200612 | 26BUF.RD E | PJM | 226 | 34.5 | 205 | 3306 | unknown | [8 empty] | 3305
200638 | 26BUF.RD W | PJM | 226 | 34.5 | 205 | 3306 | unknown | [8 empty] | 3305
200570 | 26CORRY E. | PJM | 226 | 115 | 206 | 3307 | unknown | [8 empty] | 3305
200622 | 26CORRY E. | PJM | 226 | 34.5 | 206 | 3307 | unknown | [8 empty] | 3305
200571 | 26UNION CY | PJM | 226 | 115 | 206 | 3308 | unknown | [5 empty] | 3305 |  |  | 3305
200623 | 26UNION C. | PJM | 226 | 34.5 | 206 | 3308 | unknown | [5 empty] | 3305 |  |  | 3305
200572 | 26EDINB S. | PJM | 226 | 115 | 205 | 3309 | unknown | [5 empty] | 3305 |  |  | 3305
200619 | 26EDNB S#1 | PJM | 226 | 34.5 | 205 | 3309 | unknown | [5 empty] | 3305 |  |  | 3305
200620 | 26EDNB S#2 | PJM | 226 | 34.5 | 205 | 3309 | unknown | [5 empty] | 3305 |  |  | 3305
200573 | 26VENGO JT | PJM | 226 | 115 | 206 | 3310 | unknown | [6 empty] | 41.937 | -80.3619 | 3326
203340 | 26VENGO JT | PJM | 226 | 34.5 | 206 | 3310 | unknown | [6 empty] | 41.937 | -80.3619 | 3326
200574 | 26SPRINGBO | PJM | 226 | 115 | 206 | 3311 | unknown |  |  |  | 41.937 | -80.3619 | 3326 | 41.937 | -80.3619 | 3326
200617 | 26SPRING. | PJM | 226 | 34.5 | 206 | 3311 | unknown |  |  |  | 41.937 | -80.3619 | 3326 | 41.937 | -80.3619 | 3326
200575 | 26MRGAN ST | PJM | 226 | 115 | 206 | 3312 | unknown | [8 empty] | 3305
200616 | 26MRGN ST5 | PJM | 226 | 34.5 | 206 | 3312 | unknown | [8 empty] | 3305
200618 | 26MORGN 2 | PJM | 226 | 34.5 | 206 | 3312 | unknown | [8 empty] | 3305
200639 | 26MORGN 1 | PJM | 226 | 34.5 | 206 | 3312 | unknown | [8 empty] | 3305
200576 | 26UTICA JT | PJM | 226 | 115 | 206 | 3313 | unknown |  |  |  | 41.514 | -80.0073 | 3323 | 41.514 | -80.0073 | 3323
200621 | 26UTICA JT | PJM | 226 | 34.5 | 206 | 3313 | unknown |  |  |  | 41.514 | -80.0073 | 3323 | 41.514 | -80.0073 | 3323
200578 | 26FRVIEW E | PJM | 226 | 115 | 205 | 3314 | unknown |  |  |  | 41.937 | -80.3619 | 3326 | 41.937 | -80.3619 | 3326
200615 | 26FAIRVW#1 | PJM | 226 | 34.5 | 205 | 3314 | unknown |  |  |  | 41.937 | -80.3619 | 3326 | 41.937 | -80.3619 | 3326
200640 | 26FAIRVW#2 | PJM | 226 | 34.5 | 205 | 3314 | unknown |  |  |  | 41.937 | -80.3619 | 3326 | 41.937 | -80.3619 | 3326
200579 | 26WARREN | PJM | 226 | 115 | 206 | 3315 | unknown |  |  |  | 42.112 | -79.2046 | 1841 | 42.112 | -79.2046 | 1841
200811 | 26WARREN | PJM | 226 | 230 | 206 | 3315 | unknown |  |  |  | 42.112 | -79.2046 | 1841 | 42.112 | -79.2046 | 1841
200818 | 26WARREN 2 | PJM | 226 | 115 | 206 | 3315 | unknown |  |  |  | 42.112 | -79.2046 | 1841 | 42.112 | -79.2046 | 1841
200863 | 26WARRN #2 | PJM | 226 | 34.5 | 206 | 3315 | unknown |  |  |  | 42.112 | -79.2046 | 1841 | 42.112 | -79.2046 | 1841
201201 | 26WRREN CT | PJM | 226 | 13.8 | 206 | 3315 | unknown |  |  |  | 42.112 | -79.2046 | 1841 | 42.112 | -79.2046 | 1841
201202 | 26WRREN #2 | PJM | 226 | 12 | 206 | 3315 | unknown |  |  |  | 42.112 | -79.2046 | 1841 | 42.112 | -79.2046 | 1841
201206 | 26WARRN #1 | PJM | 226 | 34.5 | 206 | 3315 | unknown |  |  |  | 42.112 | -79.2046 | 1841 | 42.112 | -79.2046 | 1841
201210 | 26FURN.BKR | PJM | 226 | 34.5 | 206 | 3315 | unknown |  |  |  | 42.112 | -79.2046 | 1841 | 42.112 | -79.2046 | 1841
200580 | 26WARREN S | PJM | 226 | 115 | 206 | 3316 | unknown
200604 | 26WARREN S | PJM | 226 | 34.5 | 206 | 3316 | unknown
200581 | 26FOREST | PJM | 226 | 230 | 208 | 3317 | unknown
200647 | 26FOREST | PJM | 226 | 115 | 208 | 3317 | unknown
200584 | 26GRANDVW | PJM | 226 | 115 | 206 | 3318 | unknown
200592 | 26GRNDVW#2 | PJM | 226 | 34.5 | 206 | 3318 | unknown
200585 | 26TITUSVIL | PJM | 226 | 115 | 206 | 3319 | unknown | [8 empty] | 3305
200591 | 26TITSVL#2 | PJM | 226 | 34.5 | 206 | 3319 | unknown | [8 empty] | 3305
200627 | 26TITSVL#1 | PJM | 226 | 34.5 | 206 | 3319 | unknown | [8 empty] | 3305
200587 | 26CLRK SUM | PJM | 226 | 115 | 206 | 3320 | unknown
200609 | 26CLARK S | PJM | 226 | 34.5 | 206 | 3320 | unknown
200626 | 26CLARK S. | PJM | 226 | 23 | 206 | 3320 | unknown
200590 | 26GENEVA | PJM | 226 | 115 | 206 | 3321 | unknown | [6 empty] | 41.514 | -80.0073 | 3323
200631 | 26GENEVA 1 | PJM | 226 | 12.47 | 206 | 3321 | unknown | [6 empty] | 41.514 | -80.0073 | 3323
200645 | 26GENEVA 2 | PJM | 226 | 12.47 | 206 | 3321 | unknown | [6 empty] | 41.514 | -80.0073 | 3323
200821 | 26GENEVA 3 | PJM | 226 | 34.5 | 206 | 3321 | unknown | [6 empty] | 41.514 | -80.0073 | 3323
200594 | 26SENECA | PJM | 226 | 230 | 206 | 3322 | known |  | 41.8388 | -79.0057
200642 | 26SENECA#1 | PJM | 226 | 13.8 | 206 | 3322 | known
200643 | 26SENECA#2 | PJM | 226 | 13.8 | 206 | 3322 | known
200644 | 26SENECA#3 | PJM | 226 | 13.8 | 206 | 3322 | known
200595 | 26WAYNE | PJM | 226 | 345 | 206 | 3323 | known |  | 41.514 | -80.0073
200598 | 26WAYNE | PJM | 226 | 115 | 206 | 3323 | known
200596 | 26WHETSTON | PJM | 226 | 34.5 | 207 | 3324 | unknown
200711 | 26WHETSTON | PJM | 226 | 115 | 207 | 3324 | unknown
200597 | 26ROCK MT | PJM | 226 | 34.5 | 207 | 3325 | unknown | [5 empty] | 3335 |  |  | 3335
200713 | 26ROCKTON | PJM | 226 | 115 | 207 | 3325 | unknown | [5 empty] | 3335 |  |  | 3335
200599 | 26ERIE W | PJM | 226 | 345 | 205 | 3326 | known |  | 41.937 | -80.3619
200630 | 26ERIE W. | PJM | 226 | 34.5 | 205 | 3326 | known
200632 | 26ERIE WST | PJM | 226 | 115 | 205 | 3326 | known
200633 | 26HAYNIE | PJM | 226 | 115 | 206 | 3327 | unknown
200634 | 26HAYNIE | PJM | 226 | 34.5 | 206 | 3327 | unknown
200646 | 26E.PIKE 1 | PJM | 226 | 23 | 208 | 3328 | unknown | [8 empty] | 3361
200730 | 26E.PIKE 2 | PJM | 226 | 23 | 208 | 3328 | unknown | [8 empty] | 3361
200735 | 26EAST PIK | PJM | 226 | 115 | 208 | 3328 | unknown | [8 empty] | 3361
200648 | 26PENNTECH | PJM | 226 | 115 | 208 | 3329 | unknown
200649 | 26PENNTECH | PJM | 226 | 13.8 | 208 | 3329 | unknown
200651 | 26ELM ST. | PJM | 226 | 115 | 206 | 3330 | unknown
200652 | 26ELM ST. | PJM | 226 | 34.5 | 206 | 3330 | unknown
200654 | 26ERIE E | PJM | 226 | 230 | 205 | 3331 | unknown
200655 | 26ERIE E. | PJM | 226 | 34.5 | 205 | 3331 | unknown
200658 | 26SCRUB GR | PJM | 226 | 115 | 206 | 3332 | unknown
200662 | 26SCRUB GR | PJM | 226 | 13.8 | 206 | 3332 | unknown
200659 | 26BLRS.E.2 | PJM | 226 | 23 | 208 | 3333 | unknown | [6 empty] | 40.6577 | -79.3385 | 3242
200728 | 26BLRS.E.1 | PJM | 226 | 23 | 208 | 3333 | unknown | [6 empty] | 40.6577 | -79.3385 | 3242
200740 | 26BLRSVL E | PJM | 226 | 115 | 208 | 3333 | unknown | [6 empty] | 40.6577 | -79.3385 | 3242
200763 | 26BLAIRSVL | PJM | 226 | 138 | 208 | 3333 | unknown | [6 empty] | 40.6577 | -79.3385 | 3242
200660 | 26LUCERNE2 | PJM | 226 | 23 | 208 | 3334 | unknown
200738 | 26LUCERNE | PJM | 226 | 115 | 208 | 3334 | unknown
200861 | 26LUCERNE1 | PJM | 226 | 23 | 208 | 3334 | unknown
200555 | 26SHAW.NO1 | PJM | 226 | 34.5 | 207 | 3335 | known
200661 | 26SHAW.NO2 | PJM | 226 | 34.5 | 207 | 3335 | known
200665 | 26SHAWVL 3 | PJM | 226 | 22 | 207 | 3335 | known
200666 | 26SHAWVL 4 | PJM | 226 | 22 | 207 | 3335 | known |  | 41.0674 | -78.3664
200710 | 26SHAWVL 1 | PJM | 226 | 230 | 207 | 3335 | known
200714 | 26SHAWVL 1 | PJM | 226 | 115 | 207 | 3335 | known
200715 | 26SHAWVL 1 | PJM | 226 | 18 | 207 | 3335 | known
200722 | 26SHAWVL 2 | PJM | 226 | 18 | 207 | 3335 | known
200726 | 26SHAWVL 2 | PJM | 226 | 230 | 207 | 3335 | known |  | 41.0674 | -78.3664
200727 | 26SHAW. 2 | PJM | 226 | 115 | 207 | 3335 | known
200913 | 26SHAW-D | PJM | 226 | 4.16 | 207 | 3335 | known
1000671 | STR_PT_XF_671 | PJM | 226 | 1 | 207 | 3335 | known
1000676 | STR_PT_XF_676 | PJM | 226 | 1 | 207 | 3335 | known
200663 | 26TWOMILE | PJM | 226 | 115 | 206 | 3336 | unknown | [5 empty] | 3405 |  |  | 3405
200664 | 26TWOMILE | PJM | 226 | 34.5 | 206 | 3336 | unknown | [5 empty] | 3405 |  |  | 3405
200668 | 26FARM VLY | PJM | 226 | 115 | 206 | 3337 | unknown | [5 empty] | 3405 |  |  | 3405
200696 | 26FARM.VA1 | PJM | 226 | 34.5 | 206 | 3337 | unknown | [5 empty] | 3405 |  |  | 3405
200824 | 26FARM.VA2 | PJM | 226 | 34.5 | 206 | 3337 | unknown | [5 empty] | 3405 |  |  | 3405
200669 | 26GOLD | PJM | 226 | 115 | 210 | 3338 | unknown
200859 | 26GOLD | PJM | 226 | 12.47 | 210 | 3338 | unknown
200670 | 26SABINSVI | PJM | 226 | 115 | 210 | 3339 | unknown
200694 | 26SABNSVL | PJM | 226 | 34.5 | 210 | 3339 | unknown
200671 | 26NILES VA | PJM | 226 | 115 | 210 | 3340 | unknown | [8 empty] | 3404
200695 | 26NILES-V1 | PJM | 226 | 34.5 | 210 | 3340 | unknown | [8 empty] | 3404
200858 | 26NILES-V2 | PJM | 226 | 34.5 | 210 | 3340 | unknown | [8 empty] | 3404
200672 | 26MANSFIEL | PJM | 226 | 115 | 210 | 3341 | unknown | [5 empty] | 3404 |  |  | 3404
200692 | 26MANSFLD | PJM | 226 | 34.5 | 210 | 3341 | unknown | [5 empty] | 3404 |  |  | 3404
200673 | 26SOUTH TR | PJM | 226 | 115 | 210 | 3342 | unknown | [5 empty] | 3343 |  |  | 3343
200690 | 26S. TROY | PJM | 226 | 34.5 | 210 | 3342 | unknown | [5 empty] | 3343 |  |  | 3343
200817 | 26TENNGAS | PJM | 226 | 115 | 210 | 3342 | unknown | [5 empty] | 3343 |  |  | 3343
200674 | 26TOWANDA | PJM | 226 | 115 | 210 | 3343 | known
200675 | 26E.TWANDA | PJM | 226 | 230 | 210 | 3343 | known |  | 41.7503 | -76.4478
200689 | 26E TWNDA | PJM | 226 | 34.5 | 210 | 3343 | known
200676 | 26E.SAYRE | PJM | 226 | 115 | 210 | 3344 | unknown | [5 empty] | 3343 |  |  | 3343
200688 | 26E SAYRE1 | PJM | 226 | 34.5 | 210 | 3344 | unknown | [5 empty] | 3343 |  |  | 3343
200882 | 26E SAYRE2 | PJM | 226 | 34.5 | 210 | 3344 | unknown | [5 empty] | 3343 |  |  | 3343
200677 | 26NO MESHO | PJM | 226 | 115 | 210 | 3345 | unknown | [5 empty] | 3343 |  |  | 3343
200684 | 26N MESH | PJM | 226 | 34.5 | 210 | 3345 | unknown | [5 empty] | 3343 |  |  | 3343
200687 | 26N MESH2 | PJM | 226 | 34.5 | 210 | 3345 | unknown | [5 empty] | 3343 |  |  | 3343
200706 | 26N.MESHPN | PJM | 226 | 230 | 210 | 3345 | unknown | [5 empty] | 3343 |  |  | 3343
200678 | 26LENOX | PJM | 226 | 115 | 210 | 3346 | unknown | [8 empty] | 3343
200685 | 26LENOX | PJM | 226 | 34.5 | 210 | 3346 | unknown | [8 empty] | 3343
200679 | 26TIFFANY | PJM | 226 | 115 | 210 | 3347 | unknown | [6 empty] | 42.1366 | -75.9822 | 1433
200683 | 26TIFFANY | PJM | 226 | 34.5 | 210 | 3347 | unknown | [6 empty] | 42.1366 | -75.9822 | 1433
200680 | 26LAUREL L | PJM | 226 | 115 | 210 | 3348 | unknown |  |  |  | 42.1366 | -75.9822 | 1433 | 42.1366 | -75.9822 | 1433
200681 | 26LAURL LK | PJM | 226 | 34.5 | 210 | 3348 | unknown |  |  |  | 42.1366 | -75.9822 | 1433 | 42.1366 | -75.9822 | 1433
200682 | 26WEST.SOU | PJM | 226 | 34.5 | 207 | 3349 | unknown
200755 | 26WESTOVER | PJM | 226 | 115 | 207 | 3349 | unknown
200686 | 26GARMAN | PJM | 226 | 34.5 | 208 | 3350 | unknown | [8 empty] | 3361
200801 | 26GARMAN | PJM | 226 | 115 | 208 | 3350 | unknown | [8 empty] | 3361
200691 | 26OSCEOLA | PJM | 226 | 115 | 210 | 3351 | unknown
200693 | 26OSCEOLA1 | PJM | 226 | 34.5 | 210 | 3351 | unknown
200697 | 26LEWS RN3 | PJM | 226 | 34.5 | 206 | 3352 | unknown | [5 empty] | 3405 |  |  | 3405
200704 | 26LEWIS RN | PJM | 226 | 230 | 206 | 3352 | unknown | [5 empty] | 3405 |  |  | 3405
200705 | 26LEWS RN2 | PJM | 226 | 34.5 | 206 | 3352 | unknown | [5 empty] | 3405 |  |  | 3405
200698 | 26MEHOOPNY | PJM | 226 | 115 | 210 | 3353 | known |  | 41.5749 | -76.0421
200700 | 26MEHOOP12 | PJM | 226 | 13.2 | 210 | 3353 | known
200699 | 26MEHOP 3 | PJM | 226 | 115 | 210 | 3354 | unknown |  |  |  | 41.5749 | -76.0421 | 3353 | 41.5749 | -76.0421 | 3353
200851 | 26MEHOOP3 | PJM | 226 | 13.2 | 210 | 3354 | unknown |  |  |  | 41.5749 | -76.0421 | 3353 | 41.5749 | -76.0421 | 3353
200701 | 26GROVER | PJM | 226 | 230 | 210 | 3355 | unknown | [8 empty] | 3343
200702 | 26GROVER | PJM | 226 | 34.5 | 210 | 3355 | unknown | [8 empty] | 3343
200703 | 26THOMPSON | PJM | 226 | 115 | 210 | 3356 | unknown
200707 | 26THOMPSON | PJM | 226 | 34.5 | 210 | 3356 | unknown
200708 | 26OXBOW | PJM | 226 | 230 | 210 | 3357 | unknown |  |  |  | 41.4971 | -75.6092 | 3266 | 41.4971 | -75.6092 | 3266
200709 | 26OXBOW | PJM | 226 | 34.5 | 210 | 3357 | unknown |  |  |  | 41.4971 | -75.6092 | 3266 | 41.4971 | -75.6092 | 3266
200718 | 26TIMBLIN | PJM | 226 | 115 | 207 | 3358 | unknown
200732 | 26TIMBLIN | PJM | 226 | 34.5 | 207 | 3358 | unknown
200720 | 26HARVY.RU | PJM | 226 | 115 | 207 | 3359 | unknown
200724 | 26HARVY RN | PJM | 226 | 34.5 | 207 | 3359 | unknown
200723 | 26PUNXY. | PJM | 226 | 115 | 207 | 3360 | unknown
200733 | 26PUNXY | PJM | 226 | 34.5 | 207 | 3360 | unknown
200729 | 26SEWARD | PJM | 226 | 23 | 208 | 3361 | known
200741 | 26SEWARD | PJM | 226 | 115 | 208 | 3361 | known
200793 | 26SEWARD 2 | PJM | 226 | 230 | 208 | 3361 | known |  | 40.4066 | -79.0311
200833 | 26SEWRDB34 | PJM | 226 | 22 | 208 | 3361 | known
200867 | 26SEWRDREA | PJM | 226 | 115 | 210 | 3361 | known
200731 | 26SHLOCTA1 | PJM | 226 | 23 | 208 | 3362 | unknown |  |  |  | 40.6577 | -79.3385 | 3242 | 40.6577 | -79.3385 | 3242
200739 | 26SHELOCTA | PJM | 226 | 115 | 208 | 3362 | unknown |  |  |  | 40.6577 | -79.3385 | 3242 | 40.6577 | -79.3385 | 3242
200795 | 26SHELOCTA | PJM | 226 | 230 | 208 | 3362 | unknown |  |  |  | 40.6577 | -79.3385 | 3242 | 40.6577 | -79.3385 | 3242
200734 | 26SCALP L. | PJM | 226 | 115 | 208 | 3363 | unknown
200777 | 26SCALP LE | PJM | 226 | 23 | 208 | 3363 | unknown
200737 | 26DIX.EAST | PJM | 226 | 23 | 208 | 3364 | unknown | [8 empty] | 3361
200760 | 26DIXONVLL | PJM | 226 | 115 | 208 | 3364 | unknown | [8 empty] | 3361
200742 | 26TOWER 51 | PJM | 226 | 115 | 208 | 3365 | unknown | [5 empty] | 3361 |  |  | 3361
200771 | 26T-51 #1 | PJM | 226 | 23 | 208 | 3365 | unknown | [5 empty] | 3361 |  |  | 3361
200778 | 26T-51 #2 | PJM | 226 | 23 | 208 | 3365 | unknown | [5 empty] | 3361 |  |  | 3361
200743 | 26HOOVERSV | PJM | 226 | 115 | 208 | 3366 | unknown | [8 empty] | 3361
200776 | 26HOOVER#1 | PJM | 226 | 23 | 208 | 3366 | unknown | [8 empty] | 3361
200789 | 26HOOVER#2 | PJM | 226 | 23 | 208 | 3366 | unknown | [8 empty] | 3361
200796 | 26HOOVRSVL | PJM | 226 | 230 | 208 | 3366 | unknown | [8 empty] | 3361
200744 | 26SOMERST | PJM | 226 | 115 | 208 | 3367 | unknown
200774 | 26SOMRSET1 | PJM | 226 | 23 | 208 | 3367 | unknown
200788 | 26SOMRSET2 | PJM | 226 | 23 | 208 | 3367 | unknown
200745 | 26ALLEGHEN | PJM | 226 | 115 | 208 | 3368 | unknown
200775 | 26ALLEG.#1 | PJM | 226 | 23 | 208 | 3368 | unknown
200792 | 26ALLEG.#2 | PJM | 226 | 23 | 208 | 3368 | unknown
200746 | 26ROCKWOOD | PJM | 226 | 115 | 208 | 3369 | unknown
200773 | 26ROCKWOOD | PJM | 226 | 23 | 208 | 3369 | unknown
200747 | 26PENN-MAR | PJM | 226 | 115 | 208 | 3370 | unknown
200772 | 26PENN-MAR | PJM | 226 | 23 | 208 | 3370 | unknown
200748 | 26DEEP CRE | PJM | 226 | 115 | 208 | 3371 | unknown
200840 | 26DEEPCRK1 | PJM | 226 | 11.5 | 208 | 3371 | unknown
200841 | 26DEEPCRK2 | PJM | 226 | 11.5 | 208 | 3371 | unknown
200749 | 26RACHEL H | PJM | 226 | 115 | 208 | 3372 | unknown
200784 | 26RACHEL#1 | PJM | 226 | 23 | 208 | 3372 | unknown
200791 | 26RACHEL#2 | PJM | 226 | 23 | 208 | 3372 | unknown
200750 | 26EDGEWOOD | PJM | 226 | 23 | 208 | 3373 | unknown | [6 empty] | 40.6577 | -79.3385 | 3242
200764 | 26EDGEWOOD | PJM | 226 | 115 | 208 | 3373 | unknown | [6 empty] | 40.6577 | -79.3385 | 3242
200752 | 26HILLTOP | PJM | 226 | 115 | 208 | 3374 | unknown | [8 empty] | 3361
200781 | 26HILLTP#1 | PJM | 226 | 23 | 208 | 3374 | unknown | [8 empty] | 3361
200797 | 26HILLTP E | PJM | 226 | 23 | 208 | 3374 | unknown | [8 empty] | 3361
200754 | 26COOPER | PJM | 226 | 115 | 208 | 3375 | unknown | [5 empty] | 3361 |  |  | 3361
200779 | 26COOPER 2 | PJM | 226 | 23 | 208 | 3375 | unknown | [5 empty] | 3361 |  |  | 3361
200780 | 26COOPER 1 | PJM | 226 | 23 | 208 | 3375 | unknown | [5 empty] | 3361 |  |  | 3361
200787 | 26COOPER 3 | PJM | 226 | 23 | 208 | 3375 | unknown | [5 empty] | 3361 |  |  | 3361
200757 | 26REEDER S | PJM | 226 | 115 | 208 | 3376 | unknown
200782 | 26REED.ST1 | PJM | 226 | 23 | 208 | 3376 | unknown
200783 | 26R.S.-FUR | PJM | 226 | 23 | 208 | 3376 | unknown
200758 | 26JOHNSTWN | PJM | 226 | 230 | 208 | 3377 | unknown | [5 empty] | 3361 |  |  | 3361
200759 | 26JOHNSTWN | PJM | 226 | 115 | 208 | 3377 | unknown | [5 empty] | 3361 |  |  | 3361
200761 | 26ARNOLD R | PJM | 226 | 115 | 208 | 3378 | unknown
200835 | 26ARN_Z1-066 | PJM | 226 | 25 | 208 | 3378 | unknown
200881 | 26BIGBY | PJM | 226 | 115 | 208 | 3378 | unknown
200892 | 26LOOKOUT | PJM | 226 | 24.9 | 208 | 3378 | unknown
130874 | NY_HOMER_WAT | NYISO | 3 | 345 | 150 | 3379 | known
135590 | NY_HOMER_STO | NYISO | 1 | 345 | 145 | 3379 | known
200767 | 26HOMER CT | PJM | 226 | 230 | 208 | 3379 | known |  | 41.0666 | -79.1965
200769 | 26HOMER CY | PJM | 226 | 345 | 208 | 3379 | known |  | 40.5175 | -79.194
200837 | 26HOMER C1 | PJM | 226 | 20 | 208 | 3379 | known
200838 | 26HOMER C2 | PJM | 226 | 20 | 208 | 3379 | known
200839 | 26HOMER C3 | PJM | 226 | 24 | 208 | 3379 | known
202640 | 26HOMERCITYN | PJM | 226 | 23 | 208 | 3379 | known
202641 | 26HOMERCITYS | PJM | 226 | 23 | 208 | 3379 | known
202642 | 26HOMERCITY | PJM | 226 | 23 | 208 | 3379 | known
1000677 | STR_PT_XF_677 | PJM | 226 | 1 | 208 | 3379 | known
1000678 | STR_PT_XF_678 | PJM | 226 | 1 | 208 | 3379 | known
200785 | 26SALIX | PJM | 226 | 23 | 208 | 3380 | unknown
200790 | 26SALIX | PJM | 226 | 115 | 208 | 3380 | unknown
200786 | 26RALPHTON | PJM | 226 | 23 | 208 | 3381 | unknown
200802 | 26RALPHTON | PJM | 226 | 115 | 208 | 3381 | unknown
200799 | 26CEN.CTY | PJM | 226 | 115 | 208 | 3382 | unknown
200800 | 26C.CITY W | PJM | 226 | 23 | 208 | 3382 | unknown
200803 | 26MEY.NORT | PJM | 226 | 115 | 208 | 3383 | unknown
200804 | 26MEY.NOR. | PJM | 226 | 23 | 208 | 3383 | unknown
200805 | 26COLVER13 | PJM | 226 | 13.2 | 208 | 3384 | unknown | [8 empty] | 3361
200806 | 26COLVR115 | PJM | 226 | 115 | 208 | 3384 | unknown | [8 empty] | 3361
200807 | 26PIERC230 | PJM | 226 | 230 | 208 | 3385 | unknown | [5 empty] | 3379 |  |  | 3379
200808 | 26PIERC138 | PJM | 226 | 138 | 208 | 3385 | unknown | [5 empty] | 3379 |  |  | 3379
200814 | 26TOWER HL | PJM | 226 | 115 | 210 | 3386 | unknown | [8 empty] | 3404
200816 | 26TOWER HL | PJM | 226 | 34.5 | 210 | 3386 | unknown | [8 empty] | 3404
200826 | 26HANDSMLK | PJM | 226 | 345 | 206 | 3387 | known |  | 41.393 | -79.8976
200828 | 26HNSMLK 1 | PJM | 226 | 13.8 | 206 | 3387 | known
200829 | 26HNSMLK 2 | PJM | 226 | 13.8 | 206 | 3387 | known
200830 | 26HNSMLK 3 | PJM | 226 | 13.8 | 206 | 3387 | known
200831 | 26HNSMLK 4 | PJM | 226 | 13.8 | 206 | 3387 | known
200832 | 26HNSMLK 5 | PJM | 226 | 13.8 | 206 | 3387 | known
200836 | 26STATHILL | PJM | 226 | 115 | 208 | 3388 | unknown
200846 | 26FORWARD | PJM | 226 | 34.5 | 208 | 3388 | unknown
200842 | 26GREENGRD | PJM | 226 | 115 | 205 | 3389 | unknown
200843 | 26GR GDN S | PJM | 226 | 34.5 | 205 | 3389 | unknown
200844 | 26DOWNG AV | PJM | 226 | 115 | 205 | 3390 | unknown
200847 | 26DWNG AV1 | PJM | 226 | 34.5 | 205 | 3390 | unknown
200848 | 26LAKVU XF | PJM | 226 | 34.5 | 205 | 3391 | unknown | [5 empty] | 3305 |  |  | 3305
200849 | 26LAKVU GN | PJM | 226 | 4.16 | 205 | 3391 | unknown | [5 empty] | 3305 |  |  | 3305
200854 | 26BERKLY H | PJM | 226 | 115 | 208 | 3392 | unknown
200890 | 26BF_G21_K23 | PJM | 226 | 0.6 | 208 | 3392 | unknown
200896 | 26BERKLY F | PJM | 226 | 34.5 | 208 | 3392 | unknown
203911 | 26Z2-108_COL | PJM | 226 | 34.5 | 208 | 3392 | unknown
203915 | 26BF_Z2-108 | PJM | 226 | 0.454 | 208 | 3392 | unknown
200855 | 26BEAR RCK | PJM | 226 | 230 | 209 | 3393 | unknown | [8 empty] | 3361
200886 | 26ARWF_N39 | PJM | 226 | 0.69 | 209 | 3393 | unknown | [8 empty] | 3361
203033 | 26AR+NA | PJM | 226 | 34.5 | 209 | 3393 | unknown | [8 empty] | 3361
203034 | 26NA_O38_P22 | PJM | 226 | 0.69 | 209 | 3393 | unknown | [8 empty] | 3361
200856 | 26LICK RUN | PJM | 226 | 115 | 205 | 3394 | unknown
200891 | 26CSLMN_L13 | PJM | 226 | 0.575 | 208 | 3394 | unknown
200897 | 26CASSELMN | PJM | 226 | 34.5 | 208 | 3394 | unknown
200857 | 26MARSHALL | PJM | 226 | 230 | 210 | 3395 | unknown
200894 | 26K02 | PJM | 226 | 34.5 | 210 | 3395 | unknown
200877 | 26MTNTOP | PJM | 226 | 115 | 210 | 3396 | unknown |  |  |  | 41.5749 | -76.0421 | 3353 | 41.5749 | -76.0421 | 3353
200917 | 26MTNTP_P28 | PJM | 226 | 0.69 | 210 | 3396 | unknown |  |  |  | 41.5749 | -76.0421 | 3353 | 41.5749 | -76.0421 | 3353
200938 | 26MTNTP_COL | PJM | 226 | 34.5 | 210 | 3396 | unknown |  |  |  | 41.5749 | -76.0421 | 3353 | 41.5749 | -76.0421 | 3353
200878 | 26KRAYN | PJM | 226 | 115 | 208 | 3397 | unknown
200888 | 26HIGHLAND | PJM | 226 | 34.5 | 208 | 3397 | unknown
200925 | 26R32 | PJM | 226 | 34.5 | 208 | 3397 | unknown
200879 | 2631ST | PJM | 226 | 115 | 208 | 3398 | unknown
200915 | 26CHSTN_FL | PJM | 226 | 34.5 | 208 | 3398 | unknown
200884 | 26NEW BALT | PJM | 226 | 115 | 208 | 3399 | unknown
200889 | 26STNY CRK | PJM | 226 | 34.5 | 208 | 3399 | unknown
200885 | 26EVERT DR | PJM | 226 | 115 | 210 | 3400 | known |  | 41.8018 | -76.9289
200887 | 26ARMNA MT | PJM | 226 | 34.5 | 210 | 3400 | known
200904 | 26EAGL VAL | PJM | 226 | 115 | 207 | 3401 | unknown | [8 empty] | 3335
200905 | 26Q36 | PJM | 226 | 0.69 | 207 | 3401 | unknown | [8 empty] | 3335
200939 | 26Q36_COLL | PJM | 226 | 34.5 | 207 | 3401 | unknown | [8 empty] | 3335
200909 | 26LOBO+ | PJM | 226 | 230 | 210 | 3402 | unknown
236829 | 01LOBO 46 | PJM | 201 | 46 | 1202 | 3402 | unknown
200927 | 26FOURMILE | PJM | 226 | 115 | 205 | 3403 | unknown | [5 empty] | 3305 |  |  | 3305
200928 | 26FOURMILE | PJM | 226 | 230 | 205 | 3403 | unknown | [5 empty] | 3305 |  |  | 3305
130875 | NY_MAINESBUR | NYISO | 3 | 345 | 150 | 3404 | known
200929 | 26MAINESBURG | PJM | 226 | 115 | 210 | 3404 | known
200930 | 26MAINESBURG | PJM | 226 | 345 | 205 | 3404 | known |  | 41.7977 | -77.0061
135591 | NY_PIERCEBRK | NYISO | 1 | 345 | 145 | 3405 | known
200942 | 26PIERCEBRK | PJM | 226 | 345 | 206 | 3405 | known |  | 41.8759 | -78.4325
200943 | 26PIERCEBRK | PJM | 226 | 230 | 206 | 3405 | known
200944 | 26PIERCEBRK | PJM | 226 | 115 | 206 | 3405 | known
200945 | 26CT_V3-030 | PJM | 226 | 0.69 | 209 | 3406 | unknown
200946 | 26CRLTWN_COL | PJM | 226 | 34.5 | 209 | 3406 | unknown
200947 | 26CRRLLTWN | PJM | 226 | 46 | 209 | 3406 | unknown
200949 | 26ASYLUM | PJM | 226 | 230 | 210 | 3407 | unknown | [5 empty] | 3343 |  |  | 3343
203922 | X1-109 G1 | PJM | 226 | 23 | 210 | 3407 | unknown | [5 empty] | 3343 |  |  | 3343
203923 | X1-109 G2 | PJM | 226 | 23 | 210 | 3407 | unknown | [5 empty] | 3343 |  |  | 3343
202650 | 26HIGHPOINT | PJM | 226 | 115 | 208 | 3408 | unknown
202651 | 26RINGER_COL | PJM | 226 | 34.5 | 208 | 3408 | unknown
202652 | 26RGH_Y1-033 | PJM | 226 | 0.69 | 208 | 3408 | unknown
203931 | AA2-133 POI | PJM | 226 | 34.5 | 210 | 3409 | unknown | [5 empty] | 3343 |  |  | 3343
203932 | AA2-133 GEN | PJM | 226 | 13.8 | 210 | 3409 | unknown | [5 empty] | 3343 |  |  | 3343
200940 | 26SCOTCHHLLW | PJM | 226 | 230 | 210 | 3410 | unknown | [5 empty] | 3343 |  |  | 3343
203934 | 26AA1-144POI | PJM | 226 | 230 | 210 | 3410 | unknown | [5 empty] | 3343 |  |  | 3343
203935 | 26AA1-144 MN | PJM | 226 | 230 | 210 | 3410 | unknown | [5 empty] | 3343 |  |  | 3343
203936 | 26AA1-144 G1 | PJM | 226 | 13.8 | 210 | 3410 | unknown | [5 empty] | 3343 |  |  | 3343
203937 | 26AA1-144 G2 | PJM | 226 | 13.8 | 210 | 3410 | unknown | [5 empty] | 3343 |  |  | 3343
204500 | 27FOXHILL | PJM | 227 | 230 | 214 | 3411 | unknown |  |  |  | 40.8009 | -75.1285 | 3521 | 40.8009 | -75.1285 | 3521
204623 | 27FOXHILL | PJM | 227 | 34.5 | 219 | 3411 | unknown |  |  |  | 40.8009 | -75.1285 | 3521 | 40.8009 | -75.1285 | 3521
204711 | 27FOXHILL8 | PJM | 227 | 34.5 | 219 | 3411 | unknown |  |  |  | 40.8009 | -75.1285 | 3521 | 40.8009 | -75.1285 | 3521
208037 | MONR | PJM | 229 | 230 | 232 | 3411 | unknown |  |  |  | 40.8009 | -75.1285 | 3521 | 40.8009 | -75.1285 | 3521
210937 | MONR | PJM | 229 | 138 | 234 | 3411 | unknown |  |  |  | 40.8009 | -75.1285 | 3521 | 40.8009 | -75.1285 | 3521
204502 | 27JACKSON | PJM | 227 | 230 | 214 | 3412 | unknown |  |  |  | 40.1501 | -76.713 | 3247 | 40.1501 | -76.713 | 3247
204540 | 27JACKSON | PJM | 227 | 115 | 215 | 3412 | unknown |  |  |  | 40.1501 | -76.713 | 3247 | 40.1501 | -76.713 | 3247
204577 | 27JACKSON1 | PJM | 227 | 69 | 216 | 3412 | unknown |  |  |  | 40.1501 | -76.713 | 3247 | 40.1501 | -76.713 | 3247
204580 | 27JACKSON4 | PJM | 227 | 13.8 | 214 | 3412 | unknown |  |  |  | 40.1501 | -76.713 | 3247 | 40.1501 | -76.713 | 3247
204700 | 27JACKSON6 | PJM | 227 | 115 | 214 | 3412 | unknown |  |  |  | 40.1501 | -76.713 | 3247 | 40.1501 | -76.713 | 3247
1000682 | STR_PT_XF_682 | PJM | 227 | 1 | 214 | 3412 | unknown |  |  |  | 40.1501 | -76.713 | 3247 | 40.1501 | -76.713 | 3247
204503 | 27LYONS | PJM | 227 | 230 | 214 | 3413 | unknown |  |  |  | 40.4819 | -75.5831 | 3233 | 40.4819 | -75.5831 | 3233
204605 | 27LYONS | PJM | 227 | 69 | 218 | 3413 | unknown |  |  |  | 40.4819 | -75.5831 | 3233 | 40.4819 | -75.5831 | 3233
204504 | 27MIDD JCT | PJM | 227 | 230 | 214 | 3414 | unknown | [5 empty] | 3507 |  |  | 3507
204595 | 27MJ2 REAC | PJM | 227 | 115 | 214 | 3414 | unknown | [5 empty] | 3507 |  |  | 3507
204596 | 27MJ5 REAC | PJM | 227 | 115 | 214 | 3414 | unknown | [5 empty] | 3507 |  |  | 3507
204601 | 27MIDD JCT | PJM | 227 | 69 | 217 | 3414 | unknown | [5 empty] | 3507 |  |  | 3507
204709 | 27MIDDJCT8 | PJM | 227 | 230 | 214 | 3414 | unknown | [5 empty] | 3507 |  |  | 3507
204505 | 27N.BOYTWN | PJM | 227 | 230 | 214 | 3415 | unknown | [6 empty] | 40.5748 | -75.5621 | 3254
204606 | 27N.BOYTWN | PJM | 227 | 69 | 218 | 3415 | unknown | [6 empty] | 40.5748 | -75.5621 | 3254
204506 | 27N.HERSHY | PJM | 227 | 230 | 214 | 3416 | unknown |  |  |  | 40.4218 | -75.9285 | 3418 | 40.4218 | -75.9285 | 3418
204602 | 27N.HERSHY | PJM | 227 | 69 | 217 | 3416 | unknown |  |  |  | 40.4218 | -75.9285 | 3418 | 40.4218 | -75.9285 | 3418
204507 | 27N.LEB | PJM | 227 | 230 | 214 | 3417 | known |  | 40.3512 | -76.3668
204603 | 27N.LEB | PJM | 227 | 69 | 217 | 3417 | known
204508 | 27N.TEMPLE | PJM | 227 | 230 | 214 | 3418 | known |  | 40.4218 | -75.9285
204607 | 27N.TEMPLE | PJM | 227 | 69 | 218 | 3418 | known
204509 | 27NORTHWD | PJM | 227 | 230 | 214 | 3419 | unknown |  |  |  | 40.6227 | -75.3493 | 3530 | 40.6227 | -75.3493 | 3530
204618 | 27NORTHWD | PJM | 227 | 115 | 219 | 3419 | unknown |  |  |  | 40.6227 | -75.3493 | 3530 | 40.6227 | -75.3493 | 3530
204629 | 27NORTHWD4 | PJM | 227 | 34.5 | 219 | 3419 | unknown |  |  |  | 40.6227 | -75.3493 | 3530 | 40.6227 | -75.3493 | 3530
204630 | 27NORTHWD8 | PJM | 227 | 34.5 | 219 | 3419 | unknown |  |  |  | 40.6227 | -75.3493 | 3530 | 40.6227 | -75.3493 | 3530
204877 | 27NORTHWD+ | PJM | 227 | 115 | 219 | 3419 | unknown |  |  |  | 40.6227 | -75.3493 | 3530 | 40.6227 | -75.3493 | 3530
204510 | 27PORTLAND | PJM | 227 | 230 | 214 | 3420 | unknown |  |  |  | 40.8009 | -75.1285 | 3521 | 40.8009 | -75.1285 | 3521
204516 | 27PORT 5CT | PJM | 227 | 230 | 214 | 3420 | unknown |  |  |  | 40.8009 | -75.1285 | 3521 | 40.8009 | -75.1285 | 3521
204619 | 27PORTLND | PJM | 227 | 115 | 219 | 3420 | unknown |  |  |  | 40.8009 | -75.1285 | 3521 | 40.8009 | -75.1285 | 3521
204651 | 27PORT CT | PJM | 227 | 13.8 | 220 | 3420 | unknown |  |  |  | 40.8009 | -75.1285 | 3521 | 40.8009 | -75.1285 | 3521
204652 | 27PORT1GEN | PJM | 227 | 13.8 | 220 | 3420 | unknown |  |  |  | 40.8009 | -75.1285 | 3521 | 40.8009 | -75.1285 | 3521
204653 | 27PORT2GEN | PJM | 227 | 15.5 | 220 | 3420 | unknown |  |  |  | 40.8009 | -75.1285 | 3521 | 40.8009 | -75.1285 | 3521
204661 | 27PORT 5CT | PJM | 227 | 13.8 | 220 | 3420 | unknown |  |  |  | 40.8009 | -75.1285 | 3521 | 40.8009 | -75.1285 | 3521
204511 | 27S.LEB | PJM | 227 | 230 | 214 | 3421 | unknown |  |  |  | 40.3511 | -76.3668 | 3425 | 40.3511 | -76.3668 | 3425
204604 | 27S.LEB | PJM | 227 | 69 | 217 | 3421 | unknown |  |  |  | 40.3511 | -76.3668 | 3425 | 40.3511 | -76.3668 | 3425
204512 | 27S.RDG | PJM | 227 | 230 | 214 | 3422 | known |  | 40.3074 | -75.9139
204609 | 27S.RDG | PJM | 227 | 69 | 218 | 3422 | known
204655 | 27S.RDG CT | PJM | 227 | 13.8 | 220 | 3422 | known
204513 | 27SHAWNEE | PJM | 227 | 230 | 214 | 3423 | unknown | [6 empty] | 40.8009 | -75.1285 | 3521
204631 | 27SHAWNEE4 | PJM | 227 | 34.5 | 219 | 3423 | unknown | [6 empty] | 40.8009 | -75.1285 | 3521
204632 | 27SHAWNEE8 | PJM | 227 | 34.5 | 219 | 3423 | unknown | [6 empty] | 40.8009 | -75.1285 | 3521
204654 | 27SHAW CT | PJM | 227 | 13.8 | 220 | 3423 | unknown | [6 empty] | 40.8009 | -75.1285 | 3521
204680 | 27SHAWNEE6 | PJM | 227 | 34.5 | 219 | 3423 | unknown | [6 empty] | 40.8009 | -75.1285 | 3521
204696 | 27SHAWNEE | PJM | 227 | 69 | 219 | 3423 | unknown | [6 empty] | 40.8009 | -75.1285 | 3521
204710 | 27SHAWNEE4 | PJM | 227 | 230 | 214 | 3423 | unknown | [6 empty] | 40.8009 | -75.1285 | 3521
204515 | 27YORKANA | PJM | 227 | 230 | 214 | 3424 | unknown | [5 empty] | 3507 |  |  | 3507
204570 | 27YORKANA | PJM | 227 | 115 | 215 | 3424 | unknown | [5 empty] | 3507 |  |  | 3507
204574 | 27MODRN LF | PJM | 227 | 13.2 | 215 | 3424 | unknown | [5 empty] | 3507 |  |  | 3507
204701 | 27YORKANAB | PJM | 227 | 115 | 215 | 3424 | unknown | [5 empty] | 3507 |  |  | 3507
204518 | 27IRONWOOD | PJM | 227 | 230 | 214 | 3425 | known |  | 40.3511 | -76.3668
204662 | 27AES GEN1 | PJM | 227 | 16 | 220 | 3425 | known
204663 | 27AES GEN2 | PJM | 227 | 16 | 220 | 3425 | known
204664 | 27AES GEN3 | PJM | 227 | 16 | 220 | 3425 | known
204519 | 27ONTELAUE | PJM | 227 | 230 | 214 | 3426 | known |  | 40.4285 | -75.9253
204665 | 27ONTELCT1 | PJM | 227 | 18 | 214 | 3426 | known
204666 | 27ONTELCT2 | PJM | 227 | 18 | 214 | 3426 | known
204667 | 27ONTELST1 | PJM | 227 | 18 | 214 | 3426 | known
204522 | 27CAT TRAC | PJM | 227 | 115 | 215 | 3427 | unknown
204638 | 27CAT TRAC | PJM | 227 | 13.2 | 220 | 3427 | unknown
204706 | 27CAT TRC2 | PJM | 227 | 13.2 | 220 | 3427 | unknown
204529 | 27GERMANTN | PJM | 227 | 115 | 215 | 3428 | unknown
204530 | 27GERMANTN | PJM | 227 | 138 | 215 | 3428 | unknown
204535 | 27HAMILTON | PJM | 227 | 115 | 215 | 3429 | unknown | [6 empty] | 40.1501 | -76.713 | 3247
204646 | 27HAM CT | PJM | 227 | 13.8 | 220 | 3429 | unknown | [6 empty] | 40.1501 | -76.713 | 3247
204539 | 27HUNTRSTN | PJM | 227 | 115 | 215 | 3430 | unknown |  |  |  | 39.869 | -77.1663 | 3257 | 39.869 | -77.1663 | 3257
204575 | 27HUNTRST1 | PJM | 227 | 230 | 214 | 3430 | unknown |  |  |  | 39.869 | -77.1663 | 3257 | 39.869 | -77.1663 | 3257
204647 | 27HUNTR CT | PJM | 227 | 13.8 | 220 | 3430 | unknown |  |  |  | 39.869 | -77.1663 | 3257 | 39.869 | -77.1663 | 3257
204546 | 27MOUNTAIN | PJM | 227 | 115 | 215 | 3431 | unknown
204648 | 27MOUNT CT | PJM | 227 | 13.8 | 220 | 3431 | unknown
204550 | 27ORRTANNA | PJM | 227 | 115 | 215 | 3432 | unknown | [6 empty] | 39.869 | -77.1663 | 3257
204649 | 27ORTAN CT | PJM | 227 | 13.8 | 220 | 3432 | unknown | [6 empty] | 39.869 | -77.1663 | 3257
204553 | 27PH GLATR | PJM | 227 | 115 | 215 | 3433 | unknown
204639 | 27GLATFLTR | PJM | 227 | 13.2 | 220 | 3433 | unknown
204557 | 27SMITH ST | PJM | 227 | 115 | 215 | 3434 | unknown
204578 | 27SMITH ST | PJM | 227 | 69 | 216 | 3434 | unknown
204584 | 27SMITH ST | PJM | 227 | 13.8 | 216 | 3434 | unknown
204560 | 27TOLNA | PJM | 227 | 115 | 215 | 3435 | unknown
204650 | 27TOLNA CT | PJM | 227 | 13.8 | 220 | 3435 | unknown
204561 | 27VIOLET H | PJM | 227 | 115 | 215 | 3436 | unknown
204579 | 27VIOLET H | PJM | 227 | 69 | 216 | 3436 | unknown
204569 | 27YORK INC | PJM | 227 | 115 | 215 | 3437 | unknown
204642 | 27YK SOLID | PJM | 227 | 13.8 | 220 | 3437 | unknown
204600 | 27LARA | PJM | 227 | 69 | 217 | 3438 | unknown | [8 empty] | 3507
204640 | 27LARA | PJM | 227 | 13.2 | 220 | 3438 | unknown | [8 empty] | 3507
204608 | 27S.HAMBRG | PJM | 227 | 69 | 218 | 3439 | unknown
204854 | 27S.HAMBRG | PJM | 227 | 34.5 | 218 | 3439 | unknown
204863 | 27STATE ST | PJM | 227 | 69 | 218 | 3439 | unknown
204611 | 27TITUS802 | PJM | 227 | 69 | 220 | 3440 | unknown |  |  |  | 40.3074 | -75.9139 | 3422 | 40.3074 | -75.9139 | 3422
204656 | 27TITUS 1G | PJM | 227 | 13.8 | 220 | 3440 | unknown |  |  |  | 40.3074 | -75.9139 | 3422 | 40.3074 | -75.9139 | 3422
204612 | 27TITUS803 | PJM | 227 | 69 | 220 | 3441 | unknown |  |  |  | 40.3074 | -75.9139 | 3422 | 40.3074 | -75.9139 | 3422
204657 | 27TITUS 2G | PJM | 227 | 13.8 | 220 | 3441 | unknown |  |  |  | 40.3074 | -75.9139 | 3422 | 40.3074 | -75.9139 | 3422
204613 | 27TITUS804 | PJM | 227 | 69 | 220 | 3442 | unknown |  |  |  | 40.3074 | -75.9139 | 3422 | 40.3074 | -75.9139 | 3422
204658 | 27TITUS 3G | PJM | 227 | 13.8 | 220 | 3442 | unknown |  |  |  | 40.3074 | -75.9139 | 3422 | 40.3074 | -75.9139 | 3422
204614 | 27BELFAST | PJM | 227 | 115 | 219 | 3443 | unknown | [6 empty] | 40.6227 | -75.3493 | 3530
204621 | 27BELFAST4 | PJM | 227 | 34.5 | 219 | 3443 | unknown | [6 empty] | 40.6227 | -75.3493 | 3530
204622 | 27BELFAST8 | PJM | 227 | 34.5 | 219 | 3443 | unknown | [6 empty] | 40.6227 | -75.3493 | 3530
204616 | 27HOSNSACK | PJM | 227 | 115 | 219 | 3444 | unknown |  |  |  | 40.5748 | -75.5621 | 3254 | 40.5748 | -75.5621 | 3254
204686 | 27HOSNSACK | PJM | 227 | 230 | 219 | 3444 | unknown |  |  |  | 40.5748 | -75.5621 | 3254 | 40.5748 | -75.5621 | 3254
207983 | HOSE | PJM | 229 | 230 | 232 | 3444 | unknown |  |  |  | 40.5748 | -75.5621 | 3254 | 40.5748 | -75.5621 | 3254
210741 | HOSE | PJM | 229 | 69 | 238 | 3444 | unknown |  |  |  | 40.5748 | -75.5621 | 3254 | 40.5748 | -75.5621 | 3254
204617 | 27N.BANGOR | PJM | 227 | 115 | 219 | 3445 | unknown | [6 empty] | 40.8009 | -75.1285 | 3521
204627 | 27N BANGR4 | PJM | 227 | 34.5 | 219 | 3445 | unknown | [6 empty] | 40.8009 | -75.1285 | 3521
204628 | 27N BANGR8 | PJM | 227 | 34.5 | 219 | 3445 | unknown | [6 empty] | 40.8009 | -75.1285 | 3521
204641 | 27PANTHER | PJM | 227 | 13.2 | 220 | 3446 | unknown
204645 | 27PANTHER | PJM | 227 | 115 | 220 | 3446 | unknown
204643 | 27HILL RD | PJM | 227 | 69 | 220 | 3447 | unknown
204644 | 27HILL RD | PJM | 227 | 115 | 220 | 3447 | unknown
204836 | 27LEESPORT | PJM | 227 | 69 | 218 | 3448 | unknown
204837 | 27LEESPORT | PJM | 227 | 34.5 | 218 | 3448 | unknown
204838 | 27LINC 821 | PJM | 227 | 69 | 218 | 3449 | unknown
204839 | 27LINC 822 | PJM | 227 | 69 | 218 | 3449 | unknown
204840 | 27LINCOLN | PJM | 227 | 13.2 | 218 | 3449 | unknown
204859 | 27U.CORSTK | PJM | 227 | 69 | 218 | 3450 | unknown |  |  |  | 40.3074 | -75.9139 | 3422 | 40.3074 | -75.9139 | 3422
204860 | 27UC_Q73R57 | PJM | 227 | 13.8 | 218 | 3450 | unknown |  |  |  | 40.3074 | -75.9139 | 3422 | 40.3074 | -75.9139 | 3422
204875 | 27NORTHKIL | PJM | 227 | 230 | 214 | 3451 | unknown |  |  |  | 40.4218 | -75.9285 | 3418 | 40.4218 | -75.9285 | 3418
204876 | 27NORTHKLL | PJM | 227 | 69 | 218 | 3451 | unknown |  |  |  | 40.4218 | -75.9285 | 3418 | 40.4218 | -75.9285 | 3418
205902 | 27AA2-115 | PJM | 227 | 23.5 | 1 | 3452 | known
205903 | AA2-115 MAIN | PJM | 227 | 230 | 1 | 3452 | known |  | 40.2647 | -75.8037
205904 | AC1-048 MAIN | PJM | 227 | 115 | 1 | 3453 | unknown
205905 | AC1-048 COL | PJM | 227 | 34.5 | 1 | 3453 | unknown
205906 | AC1-048 TER | PJM | 227 | 13.8 | 1 | 3453 | unknown
205907 | AC1-048 GEN | PJM | 227 | 0.39 | 1 | 3453 | unknown
205909 | AC2-053 GEN | PJM | 227 | 0.39 | 1 | 3453 | unknown
1000686 | STR_PT_XF_686 | PJM | 227 | 1 | 1 | 3453 | unknown
205912 | AD1-020 TAP | PJM | 227 | 115 | 215 | 3454 | unknown | [6 empty] | 39.869 | -77.1663 | 3257
205913 | AD1-020 MAIN | PJM | 227 | 115 | 215 | 3454 | unknown | [6 empty] | 39.869 | -77.1663 | 3257
205914 | AD1-020 COL | PJM | 227 | 34.5 | 215 | 3454 | unknown | [6 empty] | 39.869 | -77.1663 | 3257
205915 | AD1-020 COL2 | PJM | 227 | 34.5 | 215 | 3454 | unknown | [6 empty] | 39.869 | -77.1663 | 3257
205916 | AD1-020 GEN | PJM | 227 | 0.6 | 215 | 3454 | unknown | [6 empty] | 39.869 | -77.1663 | 3257
205917 | AD1-020 ES | PJM | 227 | 0.55 | 215 | 3454 | unknown | [6 empty] | 39.869 | -77.1663 | 3257
206200 | 28MONTVILL | PJM | 228 | 34.5 | 223 | 3455 | known
206244 | 28MONTVILE | PJM | 228 | 230 | 224 | 3455 | known |  | 40.9131 | -74.3652
206202 | 28GREYSTON | PJM | 228 | 34.5 | 223 | 3456 | known
206240 | 28GRYSTN J | PJM | 228 | 230 | 224 | 3456 | known |  | 40.8527 | -74.5101
206241 | 28GRYSTN Q | PJM | 228 | 230 | 224 | 3456 | known
206203 | 28W WHRTN | PJM | 228 | 34.5 | 223 | 3457 | known
206254 | 28W WHARTN | PJM | 228 | 115 | 224 | 3457 | known
206255 | 28W WHRTN | PJM | 228 | 230 | 224 | 3457 | known |  | 40.9073 | -74.5974
206377 | 28DOTWWHART | PJM | 228 | 230 | 224 | 3457 | known
206770 | 28WWHRTN_SVC | PJM | 228 | 18 | 223 | 3457 | known
206204 | 28MORRISTO | PJM | 228 | 34.5 | 223 | 3458 | known
206243 | 28MO-TOWN | PJM | 228 | 230 | 224 | 3458 | known |  | 40.8008 | -74.4688
206205 | 28WHIPPANY | PJM | 228 | 34.5 | 223 | 3459 | known
206256 | 28WHIPPANY | PJM | 228 | 115 | 224 | 3459 | known
206257 | 28WHIPPANY | PJM | 228 | 230 | 224 | 3459 | known |  | 40.8195 | -74.3783
206206 | 28TRYNR CD | PJM | 228 | 34.5 | 223 | 3460 | known
206207 | 28TRYNR AB | PJM | 228 | 34.5 | 223 | 3460 | known
206250 | 28TRAYNR X | PJM | 228 | 230 | 224 | 3460 | known |  | 40.7331 | -74.3789
206251 | 28TRAYNR U | PJM | 228 | 230 | 224 | 3460 | known
206208 | 28FRANKLIN | PJM | 228 | 34.5 | 223 | 3461 | unknown | [5 empty] | 3457 |  |  | 3457
206231 | 28FRNKLN D | PJM | 228 | 115 | 224 | 3461 | unknown | [5 empty] | 3457 |  |  | 3457
206232 | 28FRNKLN J | PJM | 228 | 115 | 224 | 3461 | unknown | [5 empty] | 3457 |  |  | 3457
206209 | 28KITATINY | PJM | 228 | 34.5 | 223 | 3462 | known
206242 | 28KITATINY | PJM | 228 | 230 | 224 | 3462 | known |  | 40.9995 | -75.0333
206337 | 28KITTGEN1 | PJM | 228 | 14.4 | 224 | 3462 | known
206338 | 28KITTGEN2 | PJM | 228 | 14.4 | 224 | 3462 | known
206339 | 28KITTGEN3 | PJM | 228 | 14.4 | 224 | 3462 | known
206210 | 28VERNON | PJM | 228 | 34.5 | 223 | 3463 | unknown | [5 empty] | 1206 |  |  | 1206
206252 | 28VERNON D | PJM | 228 | 115 | 224 | 3463 | unknown | [5 empty] | 1206 |  |  | 1206
206253 | 28VERNON J | PJM | 228 | 115 | 224 | 3463 | unknown | [5 empty] | 1206 |  |  | 1206
206211 | 28NEWTON | PJM | 228 | 34.5 | 223 | 3464 | known
206260 | 28NEWTON | PJM | 228 | 230 | 224 | 3464 | known |  | 41.0558 | -74.7404
206212 | 28CHESTER | PJM | 228 | 34.5 | 223 | 3465 | known
206228 | 28CHESTER | PJM | 228 | 230 | 224 | 3465 | known |  | 40.7939 | -74.6999
206213 | 28GILLETTE | PJM | 228 | 34.5 | 223 | 3466 | known
206238 | 28GILLET U | PJM | 228 | 230 | 224 | 3466 | known |  | 40.6781 | -74.4628
206239 | 28GILLET W | PJM | 228 | 230 | 224 | 3466 | known
206214 | 28GLN GARA | PJM | 228 | 34.5 | 223 | 3467 | known
206233 | 28G GARDNR | PJM | 228 | 230 | 224 | 3467 | known |  | 40.6812 | -74.9206
206331 | 28GG A1&2 | PJM | 228 | 13.8 | 224 | 3467 | known
206332 | 28GG A3&4 | PJM | 228 | 13.8 | 224 | 3467 | known
206333 | 28GG B5&6 | PJM | 228 | 13.8 | 224 | 3467 | known
206334 | 28GG B7&8 | PJM | 228 | 13.8 | 224 | 3467 | known
206734 | 28GLN GARB | PJM | 228 | 34.5 | 223 | 3467 | known
206215 | 28READ-GTN | PJM | 228 | 34.5 | 223 | 3468 | known
206262 | 28READ-GTN | PJM | 228 | 230 | 224 | 3468 | known |  | 40.5929 | -74.6734
206216 | 28FLANDERS | PJM | 228 | 34.5 | 223 | 3469 | unknown | [5 empty] | 3457 |  |  | 3457
206230 | 28FLANDERS | PJM | 228 | 115 | 224 | 3469 | unknown | [5 empty] | 3457 |  |  | 3457
206218 | 28PEQUEST | PJM | 228 | 34.5 | 223 | 3470 | unknown | [6 empty] | 40.8009 | -75.1285 | 3521
206246 | 28PEQUEST | PJM | 228 | 115 | 224 | 3470 | unknown | [6 empty] | 40.8009 | -75.1285 | 3521
206219 | 28POHATCNG | PJM | 228 | 34.5 | 223 | 3471 | known
206247 | 28POHATCNG | PJM | 228 | 230 | 224 | 3471 | known |  | 40.8403 | -74.8721
206220 | 28WARREN C | PJM | 228 | 34.5 | 223 | 3472 | unknown
206345 | 28N27_Y2-018 | PJM | 228 | 13.8 | 223 | 3472 | unknown
204626 | 27ME LOAD | PJM | 227 | 34.5 | 219 | 3473 | known
206221 | 28GILBERT | PJM | 228 | 34.5 | 223 | 3473 | known
206235 | 28GILBERT | PJM | 228 | 115 | 224 | 3473 | known
206236 | 28GILBERT | PJM | 228 | 230 | 224 | 3473 | known |  | 40.5689 | -75.1623
206237 | 28GILB 3 | PJM | 228 | 13.8 | 224 | 3473 | known
206330 | 28GILCT9 | PJM | 228 | 18 | 224 | 3473 | known
206340 | 28GIL 4&5 | PJM | 228 | 13.8 | 224 | 3473 | known
206341 | 28GIL 8 | PJM | 228 | 13.8 | 224 | 3473 | known
206342 | 28GIL 6&7 | PJM | 228 | 13.8 | 224 | 3473 | known
206347 | 28GILCT1&2 | PJM | 228 | 13.8 | 224 | 3473 | known
206348 | 28GILCT3&4 | PJM | 228 | 13.8 | 224 | 3473 | known
1000688 | STR_PT_XF_688 | PJM | 228 | 1 | 224 | 3473 | known
1000689 | STR_PT_XF_689 | PJM | 228 | 1 | 224 | 3473 | known
1000690 | STR_PT_XF_690 | PJM | 228 | 1 | 224 | 3473 | known
1000692 | STR_PT_XF_692 | PJM | 228 | 1 | 224 | 3473 | known
206223 | 28MORIS PK | PJM | 228 | 34.5 | 223 | 3474 | known
206245 | 28MORIS PK | PJM | 228 | 115 | 224 | 3474 | known
206263 | 28MO PARK | PJM | 228 | 230 | 224 | 3474 | known |  | 40.7068 | -75.1657
206224 | 28E FLEM | PJM | 228 | 34.5 | 223 | 3475 | known
206229 | 28E FLEM | PJM | 228 | 230 | 224 | 3475 | known |  | 40.5157 | -74.8455
206258 | 28STNY BRK | PJM | 228 | 115 | 224 | 3476 | known
206259 | 28STNY BRK | PJM | 228 | 230 | 224 | 3476 | known |  | 40.8336 | -74.4258
206732 | 28STY BR A | PJM | 228 | 13.2 | 224 | 3476 | known
206733 | 28STY BR B | PJM | 228 | 13.2 | 224 | 3476 | known
206265 | 28DEEP RUN | PJM | 228 | 34.5 | 225 | 3477 | unknown | [5 empty] | 3478 |  |  | 3478
206288 | 28DEEP R B | PJM | 228 | 115 | 226 | 3477 | unknown | [5 empty] | 3478 |  |  | 3478
206289 | 28DEEP R C | PJM | 228 | 115 | 226 | 3477 | unknown | [5 empty] | 3478 |  |  | 3478
206266 | 28RARITAN | PJM | 228 | 34.5 | 225 | 3478 | known
206303 | 28RAR RVR | PJM | 228 | 115 | 226 | 3478 | known
206305 | 28RAR RVR | PJM | 228 | 230 | 226 | 3478 | known |  | 40.4802 | -74.3541
206350 | 28RRCT1&2 | PJM | 228 | 13.8 | 226 | 3478 | known
206351 | 28RRCT3&4 | PJM | 228 | 13.8 | 226 | 3478 | known
206400 | 28NEPTUNE | PJM | 228 | 230 | 226 | 3478 | known
206267 | 28FRENEAU | PJM | 228 | 34.5 | 225 | 3479 | known
206292 | 28FRENEAU | PJM | 228 | 230 | 226 | 3479 | known |  | 40.3978 | -74.2428
206268 | 28WERNER | PJM | 228 | 34.5 | 225 | 3480 | known
206313 | 28WERNER | PJM | 228 | 230 | 226 | 3480 | known |  | 40.4904 | -74.2818
206324 | 28WERNER | PJM | 228 | 115 | 226 | 3480 | known
206269 | 28RED BKAC | PJM | 228 | 34.5 | 225 | 3481 | known
206270 | 28RED BKBD | PJM | 228 | 34.5 | 225 | 3481 | known
206307 | 28RED BANK | PJM | 228 | 230 | 226 | 3481 | known |  | 40.3392 | -74.071
206320 | 28NJT RED | PJM | 228 | 230 | 226 | 3481 | known
206272 | 28ATLANT_A | PJM | 228 | 34.5 | 225 | 3482 | known
206286 | 28ATLANTIC | PJM | 228 | 230 | 226 | 3482 | known |  | 40.2544 | -74.119
206820 | 28ATLANT_SVC | PJM | 228 | 13.8 | 226 | 3482 | known
206273 | 28OCEANVIE | PJM | 228 | 34.5 | 225 | 3483 | known
206300 | 28OCEANVW | PJM | 228 | 230 | 226 | 3483 | known |  | 40.221 | -74.046
206274 | 28LARR AB | PJM | 228 | 34.5 | 225 | 3484 | known
206275 | 28LARR CD | PJM | 228 | 34.5 | 225 | 3484 | known
206294 | 28LARRABEE | PJM | 228 | 230 | 226 | 3484 | known |  | 40.1141 | -74.1924
206276 | 28LEISUREV | PJM | 228 | 34.5 | 227 | 3485 | known
206295 | 28LEISUR D | PJM | 228 | 230 | 226 | 3485 | known
206296 | 28LEISUR U | PJM | 228 | 230 | 226 | 3485 | known |  | 40.03 | -74.1858
206277 | 28MANITOU | PJM | 228 | 34.5 | 227 | 3486 | known
206297 | 28MANITOU | PJM | 228 | 230 | 226 | 3486 | known |  | 39.9528 | -74.22
206278 | 28OYSTER C | PJM | 228 | 34.5 | 225 | 3487 | known
206302 | 28OYSTER C | PJM | 228 | 230 | 226 | 3487 | known |  | 39.8139 | -74.2092
206360 | 28O CRK C1 | PJM | 228 | 13.8 | 226 | 3487 | known
206361 | 28O CRK C2 | PJM | 228 | 13.8 | 226 | 3487 | known
206279 | 28COOKSTOW | PJM | 228 | 34.5 | 225 | 3488 | known
206287 | 28COOKSTOW | PJM | 228 | 230 | 226 | 3488 | known |  | 40.0626 | -74.549
206281 | 28WHITINGS | PJM | 228 | 34.5 | 225 | 3489 | known
206319 | 28WHITINGS | PJM | 228 | 230 | 226 | 3489 | known |  | 39.9521 | -74.378
206282 | 28LAKEWD2 | PJM | 228 | 34.5 | 225 | 3490 | known
206306 | 28LKWD G1 | PJM | 228 | 13.8 | 226 | 3490 | known
206308 | 28LKWD G2 | PJM | 228 | 13.8 | 226 | 3490 | known
206312 | 28LKWD G3 | PJM | 228 | 13.8 | 226 | 3490 | known
206323 | 28LAKEWOOD | PJM | 228 | 230 | 226 | 3490 | known |  | 40.0612 | -74.1674
206366 | 28LKWD CT1 | PJM | 228 | 18 | 226 | 3490 | known
206367 | 28LKWD CT2 | PJM | 228 | 18 | 226 | 3490 | known
206283 | 28ENGLISHT | PJM | 228 | 34.5 | 225 | 3491 | known
206290 | 28ENGLSH B | PJM | 228 | 115 | 226 | 3491 | known
206291 | 28ENGLSH C | PJM | 228 | 115 | 226 | 3491 | known
206293 | 28ENGLISH | PJM | 228 | 115 | 226 | 3491 | known
206304 | 28ENGLISH | PJM | 228 | 230 | 226 | 3491 | known |  | 40.3005 | -74.377
206284 | 28WINDSOR | PJM | 228 | 34.5 | 225 | 3492 | known
206316 | 28WINDSOR | PJM | 228 | 230 | 226 | 3492 | known |  | 40.2489 | -74.565
206299 | 28NEJESCO | PJM | 228 | 230 | 226 | 3493 | known |  | 40.4773 | -74.3221
207175 | 28NEJESCO13 | PJM | 228 | 34.5 | 225 | 3493 | known
207176 | 28NEJESCO2 | PJM | 228 | 34.5 | 225 | 3493 | known
206314 | 28RED OAKA | PJM | 228 | 230 | 226 | 3494 | known |  | 40.4485 | -74.3482
206363 | 28RDOAKCT2 | PJM | 228 | 18 | 226 | 3494 | known
206364 | 28RDOAKCT3 | PJM | 228 | 18 | 226 | 3494 | known
206315 | 28RED OAKB | PJM | 228 | 230 | 226 | 3495 | known |  | 40.4499 | -74.3476
206362 | 28RDOAKCT1 | PJM | 228 | 18 | 226 | 3495 | known
206365 | 28RDOAKST1 | PJM | 228 | 18 | 226 | 3495 | known
206321 | 28S RIVER | PJM | 228 | 230 | 226 | 3496 | known |  | 40.4487 | -74.3463
206327 | 28S RIV G1 | PJM | 228 | 13.8 | 226 | 3496 | known
206328 | 28S RIV G2 | PJM | 228 | 13.8 | 226 | 3496 | known
206329 | 28S RIV G3 | PJM | 228 | 13.8 | 226 | 3496 | known
206322 | 28PARLIN | PJM | 228 | 230 | 226 | 3497 | known |  | 40.455 | -74.328
206358 | 28PARLN1&2 | PJM | 228 | 13.8 | 226 | 3497 | known
206359 | 28PARLN3&4 | PJM | 228 | 13.8 | 226 | 3497 | known
206401 | 28WYCKOFF | PJM | 228 | 115 | 226 | 3498 | unknown | [5 empty] | 3491 |  |  | 3491
207088 | 28WYCKOFF | PJM | 228 | 34.5 | 225 | 3498 | unknown | [5 empty] | 3491 |  |  | 3491
206403 | 28WOODBRG | PJM | 228 | 230 | 226 | 3499 | known |  | 40.5146 | -74.3202
206404 | 28W4-009_1A | PJM | 228 | 18 | 224 | 3499 | known
206405 | 28W4-009_1B | PJM | 228 | 18 | 224 | 3499 | known
206406 | 28W4-009_1S | PJM | 228 | 18 | 224 | 3499 | known
207434 | AD1-113 CT1 | PJM | 228 | 18 | 225 | 3499 | known
207435 | AD1-113 CT2 | PJM | 228 | 18 | 225 | 3499 | known
207441 | AD1-113 ST | PJM | 228 | 18 | 225 | 3499 | known
206700 | 28ROCKTOWN | PJM | 228 | 34.5 | 223 | 3500 | known
206735 | 28ROCKTOWN | PJM | 228 | 230 | 224 | 3500 | known |  | 40.3689 | -74.9307
207163 | 28ETNCREST | PJM | 228 | 230 | 226 | 3501 | known |  | 40.2994 | -74.0662
207166 | 28EATONRAD | PJM | 228 | 34.5 | 225 | 3501 | known
206280 | 28LAKEHURS | PJM | 228 | 34.5 | 225 | 3502 | unknown
207444 | AB1-138 MAIN | PJM | 228 | 34.5 | 225 | 3502 | unknown
207445 | AB1-138_GEN | PJM | 228 | 0.385 | 225 | 3502 | unknown
207446 | AB1-138 GEN2 | PJM | 228 | 0.36 | 225 | 3502 | unknown
207449 | AB1-163 POI | PJM | 228 | 34.5 | 225 | 3503 | unknown
207450 | AB1-163 GEN | PJM | 228 | 0.38 | 225 | 3503 | unknown
207903 | BERK | PJM | 229 | 230 | 232 | 3504 | unknown |  |  |  | 40.2169 | -76.0155 | 3270 | 40.2169 | -76.0155 | 3270
208236 | BERK | PJM | 229 | 69 | 235 | 3504 | unknown |  |  |  | 40.2169 | -76.0155 | 3270 | 40.2169 | -76.0155 | 3270
208237 | BERK 5 | PJM | 229 | 69 | 235 | 3504 | unknown |  |  |  | 40.2169 | -76.0155 | 3270 | 40.2169 | -76.0155 | 3270
208238 | BERK 5 | PJM | 229 | 12.47 | 235 | 3504 | unknown |  |  |  | 40.2169 | -76.0155 | 3270 | 40.2169 | -76.0155 | 3270
207915 | GLBR | PJM | 229 | 230 | 232 | 3505 | unknown
212057 | GLBR 69KV | PJM | 229 | 69 | 236 | 3505 | unknown
207918 | BLGR TR1 | PJM | 229 | 230 | 232 | 3506 | unknown | [6 empty] | 41.4971 | -75.6092 | 3266
207919 | BLGR TR2 | PJM | 229 | 230 | 232 | 3506 | unknown | [6 empty] | 41.4971 | -75.6092 | 3266
211394 | BLGR | PJM | 229 | 69 | 234 | 3506 | unknown | [6 empty] | 41.4971 | -75.6092 | 3266
207920 | BRIS T50 | PJM | 229 | 13.8 | 232 | 3507 | known
207921 | BRIS T40 | PJM | 229 | 13.8 | 232 | 3507 | known
207922 | BRIS | PJM | 229 | 230 | 232 | 3507 | known |  | 40.0957 | -76.6961
207923 | BRISREAC | PJM | 229 | 230 | 232 | 3507 | known
207926 | BRISTR10 | PJM | 229 | 4.33 | 232 | 3507 | known
207927 | BRISTR20 | PJM | 229 | 4.33 | 232 | 3507 | known
207929 | BRISTR30 | PJM | 229 | 4.33 | 232 | 3507 | known
208900 | BRIS G1 | PJM | 229 | 18 | 233 | 3507 | known
208901 | BRIS G2 | PJM | 229 | 18 | 233 | 3507 | known
208902 | BRIS G3 | PJM | 229 | 24 | 233 | 3507 | known
207932 | BUXM TR1 | PJM | 229 | 230 | 232 | 3508 | unknown |  |  |  | 40.1715 | -75.3101 | 3246 | 40.1715 | -75.3101 | 3246
207933 | BUXM TR2 | PJM | 229 | 230 | 232 | 3508 | unknown |  |  |  | 40.1715 | -75.3101 | 3246 | 40.1715 | -75.3101 | 3246
210477 | BUXM | PJM | 229 | 69 | 238 | 3508 | unknown |  |  |  | 40.1715 | -75.3101 | 3246 | 40.1715 | -75.3101 | 3246
207937 | CLIN | PJM | 229 | 230 | 232 | 3509 | unknown
212090 | CLIN | PJM | 229 | 69 | 236 | 3509 | unknown
207942 | COLU TR1 | PJM | 229 | 230 | 232 | 3510 | unknown
207943 | COLU TR2 | PJM | 229 | 230 | 232 | 3510 | unknown
212093 | COLU | PJM | 229 | 69 | 236 | 3510 | unknown
207944 | COPP | PJM | 229 | 230 | 232 | 3511 | unknown |  |  |  | 40.3512 | -76.3668 | 3417 | 40.3512 | -76.3668 | 3417
209840 | COPP | PJM | 229 | 69 | 237 | 3511 | unknown |  |  |  | 40.3512 | -76.3668 | 3417 | 40.3512 | -76.3668 | 3417
207948 | CUMB | PJM | 229 | 230 | 232 | 3512 | unknown |  |  |  | 40.4291 | -77.1709 | 3240 | 40.4291 | -77.1709 | 3240
207949 | CUMB TR1 | PJM | 229 | 230 | 232 | 3512 | unknown |  |  |  | 40.4291 | -77.1709 | 3240 | 40.4291 | -77.1709 | 3240
207950 | CUMB TR2 | PJM | 229 | 230 | 232 | 3512 | unknown |  |  |  | 40.4291 | -77.1709 | 3240 | 40.4291 | -77.1709 | 3240
209852 | CUMB | PJM | 229 | 69 | 237 | 3512 | unknown |  |  |  | 40.4291 | -77.1709 | 3240 | 40.4291 | -77.1709 | 3240
210098 | NEKI | PJM | 229 | 69 | 237 | 3512 | unknown |  |  |  | 40.4291 | -77.1709 | 3240 | 40.4291 | -77.1709 | 3240
210099 | NEKI | PJM | 229 | 12.47 | 237 | 3512 | unknown |  |  |  | 40.4291 | -77.1709 | 3240 | 40.4291 | -77.1709 | 3240
207953 | DAUP TR1 | PJM | 229 | 230 | 232 | 3513 | unknown |  |  |  | 40.4291 | -77.1709 | 3240 | 40.4291 | -77.1709 | 3240
207955 | DAUP TR2 | PJM | 229 | 230 | 232 | 3513 | unknown |  |  |  | 40.4291 | -77.1709 | 3240 | 40.4291 | -77.1709 | 3240
209866 | DAUP | PJM | 229 | 69 | 237 | 3513 | unknown |  |  |  | 40.4291 | -77.1709 | 3240 | 40.4291 | -77.1709 | 3240
207959 | EPAL TR1 | PJM | 229 | 230 | 232 | 3514 | unknown | [6 empty] | 40.8009 | -75.1285 | 3521
207960 | EPAL TR2 | PJM | 229 | 230 | 232 | 3514 | unknown | [6 empty] | 40.8009 | -75.1285 | 3521
210601 | EPAL | PJM | 229 | 69 | 238 | 3514 | unknown | [6 empty] | 40.8009 | -75.1285 | 3521
210827 | LIGA TAP | PJM | 229 | 69 | 238 | 3514 | unknown | [6 empty] | 40.8009 | -75.1285 | 3521
207964 | ELDR | PJM | 229 | 230 | 232 | 3515 | unknown |  |  |  | 40.8362 | -76.8277 | 3252 | 40.8362 | -76.8277 | 3252
212120 | ELDR | PJM | 229 | 69 | 239 | 3515 | unknown |  |  |  | 40.8362 | -76.8277 | 3252 | 40.8362 | -76.8277 | 3252
207973 | FRAC | PJM | 229 | 230 | 232 | 3516 | unknown | [6 empty] | 40.8009 | -75.1285 | 3521
207974 | FRAC TR2 | PJM | 229 | 230 | 232 | 3516 | unknown | [6 empty] | 40.8009 | -75.1285 | 3521
207975 | FRAC TR3 | PJM | 229 | 230 | 232 | 3516 | unknown | [6 empty] | 40.8009 | -75.1285 | 3521
212162 | FRAC | PJM | 229 | 69 | 239 | 3516 | unknown | [6 empty] | 40.8009 | -75.1285 | 3521
207976 | HARR | PJM | 229 | 230 | 232 | 3517 | unknown | [8 empty] | 3507
208942 | HARR CT | PJM | 229 | 12.47 | 233 | 3517 | unknown | [8 empty] | 3507
209008 | PAXT IPP | PJM | 229 | 13.8 | 233 | 3517 | unknown | [8 empty] | 3507
209959 | HARR | PJM | 229 | 69 | 237 | 3517 | unknown | [8 empty] | 3507
210311 | WALN UG11 | PJM | 229 | 69 | 237 | 3517 | unknown | [8 empty] | 3507
207977 | HARW | PJM | 229 | 230 | 232 | 3518 | unknown | [6 empty] | 40.8009 | -75.1285 | 3521
208943 | HARW CT | PJM | 229 | 12.47 | 233 | 3518 | unknown | [6 empty] | 40.8009 | -75.1285 | 3521
211570 | HARW 2 | PJM | 229 | 69 | 239 | 3518 | unknown | [6 empty] | 40.8009 | -75.1285 | 3521
211590 | HARW 1 | PJM | 229 | 69 | 239 | 3518 | unknown | [6 empty] | 40.8009 | -75.1285 | 3521
211591 | HARW | PJM | 229 | 12.47 | 239 | 3518 | unknown | [6 empty] | 40.8009 | -75.1285 | 3521
211592 | HARW | PJM | 229 | 69 | 239 | 3518 | unknown | [6 empty] | 40.8009 | -75.1285 | 3521
207987 | HUMM | PJM | 229 | 230 | 232 | 3519 | unknown | [6 empty] | 40.3512 | -76.3668 | 3417
207988 | HUMM TR2 | PJM | 229 | 230 | 232 | 3519 | unknown | [6 empty] | 40.3512 | -76.3668 | 3417
207990 | HUMMTPST | PJM | 229 | 230 | 232 | 3519 | unknown | [6 empty] | 40.3512 | -76.3668 | 3417
209985 | HUMM | PJM | 229 | 69 | 237 | 3519 | unknown | [6 empty] | 40.3512 | -76.3668 | 3417
207999 | JENK | PJM | 229 | 230 | 232 | 3520 | unknown
208944 | JENK CT | PJM | 229 | 12.47 | 233 | 3520 | unknown
211654 | JENK | PJM | 229 | 69 | 239 | 3520 | unknown
208012 | LMBE | PJM | 229 | 230 | 232 | 3521 | known |  | 40.8009 | -75.1285
208025 | MACR | PJM | 229 | 230 | 232 | 3521 | known |  | 40.798 | -75.1102
208905 | LMBE CT1 | PJM | 229 | 16.5 | 233 | 3521 | known
208906 | LMBE CT2 | PJM | 229 | 16.5 | 233 | 3521 | known
208908 | LMBE ST1 | PJM | 229 | 16.5 | 233 | 3521 | known
208909 | MACR G3 | PJM | 229 | 24 | 233 | 3521 | known
208910 | MACR G4 | PJM | 229 | 24 | 233 | 3521 | known
208946 | MACR CT | PJM | 229 | 12.47 | 233 | 3521 | known
210887 | MACR | PJM | 229 | 69 | 238 | 3521 | known
208015 | LYCO TR1 | PJM | 229 | 230 | 232 | 3522 | unknown
208016 | LYCO TR2 | PJM | 229 | 230 | 232 | 3522 | unknown
208017 | LYCO TR3 | PJM | 229 | 230 | 232 | 3522 | unknown
212274 | LYCO | PJM | 229 | 69 | 236 | 3522 | unknown
208019 | MANO | PJM | 229 | 230 | 232 | 3523 | unknown | [6 empty] | 39.6886 | -76.5392 | 3236
208020 | MANO TR3 | PJM | 229 | 230 | 232 | 3523 | unknown | [6 empty] | 39.6886 | -76.5392 | 3236
208021 | MANO TR4 | PJM | 229 | 230 | 232 | 3523 | unknown | [6 empty] | 39.6886 | -76.5392 | 3236
208066 | SAHA0102 | PJM | 229 | 230 | 232 | 3523 | unknown | [6 empty] | 39.6886 | -76.5392 | 3236
208067 | SAHA0304 | PJM | 229 | 230 | 232 | 3523 | unknown | [6 empty] | 39.6886 | -76.5392 | 3236
208070 | SAHA12TP | PJM | 229 | 230 | 232 | 3523 | unknown | [6 empty] | 39.6886 | -76.5392 | 3236
208071 | SAHA34TP | PJM | 229 | 230 | 232 | 3523 | unknown | [6 empty] | 39.6886 | -76.5392 | 3236
208551 | MANO | PJM | 229 | 69 | 235 | 3523 | unknown | [6 empty] | 39.6886 | -76.5392 | 3236
208914 | SAHA 34 | PJM | 229 | 13.8 | 233 | 3523 | unknown | [6 empty] | 39.6886 | -76.5392 | 3236
208915 | SAHA 567 | PJM | 229 | 13.8 | 233 | 3523 | unknown | [6 empty] | 39.6886 | -76.5392 | 3236
208916 | SAHA8910 | PJM | 229 | 13.8 | 233 | 3523 | unknown | [6 empty] | 39.6886 | -76.5392 | 3236
208917 | SAHA1112 | PJM | 229 | 13.8 | 233 | 3523 | unknown | [6 empty] | 39.6886 | -76.5392 | 3236
208919 | SAHA 692 | PJM | 229 | 69 | 233 | 3523 | unknown | [6 empty] | 39.6886 | -76.5392 | 3236
208921 | SAHA 693 | PJM | 229 | 69 | 233 | 3523 | unknown | [6 empty] | 39.6886 | -76.5392 | 3236
208030 | MLWD TR1 | PJM | 229 | 230 | 232 | 3524 | unknown | [6 empty] | 40.2169 | -76.0155 | 3270
208031 | MLWD TR2 | PJM | 229 | 230 | 232 | 3524 | unknown | [6 empty] | 40.2169 | -76.0155 | 3270
208604 | MLWD | PJM | 229 | 69 | 235 | 3524 | unknown | [6 empty] | 40.2169 | -76.0155 | 3270
208034 | MILT | PJM | 229 | 230 | 232 | 3525 | unknown |  |  |  | 40.8362 | -76.8277 | 3252 | 40.8362 | -76.8277 | 3252
212308 | MILT | PJM | 229 | 69 | 236 | 3525 | unknown |  |  |  | 40.8362 | -76.8277 | 3252 | 40.8362 | -76.8277 | 3252
208039 | MONT T10 | PJM | 229 | 230 | 232 | 3526 | unknown | [6 empty] | 40.8362 | -76.8277 | 3252
208040 | MONT | PJM | 229 | 230 | 232 | 3526 | unknown | [6 empty] | 40.8362 | -76.8277 | 3252
208041 | MONTSCR1 | PJM | 229 | 230 | 232 | 3526 | unknown | [6 empty] | 40.8362 | -76.8277 | 3252
208042 | MONTSCR2 | PJM | 229 | 230 | 232 | 3526 | unknown | [6 empty] | 40.8362 | -76.8277 | 3252
208911 | MONT G1 | PJM | 229 | 24 | 233 | 3526 | unknown | [6 empty] | 40.8362 | -76.8277 | 3252
208912 | MONT G2 | PJM | 229 | 24 | 233 | 3526 | unknown | [6 empty] | 40.8362 | -76.8277 | 3252
212654 | SCRU 1-1 | PJM | 229 | 13.8 | 232 | 3526 | unknown | [6 empty] | 40.8362 | -76.8277 | 3252
212655 | SCRU 2-1 | PJM | 229 | 13.8 | 232 | 3526 | unknown | [6 empty] | 40.8362 | -76.8277 | 3252
208046 | POCO | PJM | 229 | 230 | 232 | 3527 | unknown | [6 empty] | 41.4971 | -75.6092 | 3266
211750 | POCO | PJM | 229 | 69 | 234 | 3527 | unknown | [6 empty] | 41.4971 | -75.6092 | 3266
208049 | PAUP | PJM | 229 | 230 | 232 | 3528 | unknown |  |  |  | 41.4971 | -75.6092 | 3266 | 41.4971 | -75.6092 | 3266
211768 | PAUP | PJM | 229 | 69 | 234 | 3528 | unknown |  |  |  | 41.4971 | -75.6092 | 3266 | 41.4971 | -75.6092 | 3266
208052 | LAEN G2 | PJM | 229 | 23.5 | 233 | 3529 | known
208053 | LAEN G3 | PJM | 229 | 23.5 | 233 | 3529 | known
208054 | LAEN | PJM | 229 | 230 | 232 | 3529 | known |  | 41.4828 | -75.5643
208055 | LAEN G1 | PJM | 229 | 23.5 | 233 | 3529 | known
208056 | QUAR | PJM | 229 | 230 | 232 | 3530 | known |  | 40.6227 | -75.3493
210372 | AIRC TP2 | PJM | 229 | 69 | 238 | 3530 | known
211078 | QUAR | PJM | 229 | 69 | 238 | 3530 | known
208072 | SIEG | PJM | 229 | 230 | 232 | 3531 | unknown |  |  |  | 40.8009 | -75.1285 | 3521 | 40.8009 | -75.1285 | 3521
211160 | SIEG | PJM | 229 | 69 | 238 | 3531 | unknown |  |  |  | 40.8009 | -75.1285 | 3521 | 40.8009 | -75.1285 | 3521
211161 | SIEG | PJM | 229 | 138 | 238 | 3531 | unknown |  |  |  | 40.8009 | -75.1285 | 3521 | 40.8009 | -75.1285 | 3521
208078 | SAKR | PJM | 229 | 230 | 232 | 3532 | unknown |  |  |  | 40.2169 | -76.0155 | 3270 | 40.2169 | -76.0155 | 3270
208082 | SAKRCAPA | PJM | 229 | 230 | 232 | 3532 | unknown |  |  |  | 40.2169 | -76.0155 | 3270 | 40.2169 | -76.0155 | 3270
208083 | SAKRCAPB | PJM | 229 | 230 | 232 | 3532 | unknown |  |  |  | 40.2169 | -76.0155 | 3270 | 40.2169 | -76.0155 | 3270
208759 | SAKR | PJM | 229 | 69 | 235 | 3532 | unknown |  |  |  | 40.2169 | -76.0155 | 3270 | 40.2169 | -76.0155 | 3270
208760 | SAKR | PJM | 229 | 138 | 235 | 3532 | unknown |  |  |  | 40.2169 | -76.0155 | 3270 | 40.2169 | -76.0155 | 3270
208761 | SAKR | PJM | 229 | 12.47 | 235 | 3532 | unknown |  |  |  | 40.2169 | -76.0155 | 3270 | 40.2169 | -76.0155 | 3270
208762 | SAKR TR1 | PJM | 229 | 69 | 235 | 3532 | unknown |  |  |  | 40.2169 | -76.0155 | 3270 | 40.2169 | -76.0155 | 3270
208763 | SAKR TR2 | PJM | 229 | 69 | 235 | 3532 | unknown |  |  |  | 40.2169 | -76.0155 | 3270 | 40.2169 | -76.0155 | 3270
208764 | SAKR CAP | PJM | 229 | 138 | 235 | 3532 | unknown |  |  |  | 40.2169 | -76.0155 | 3270 | 40.2169 | -76.0155 | 3270
208087 | SMAN | PJM | 229 | 230 | 232 | 3533 | unknown | [5 empty] | 3507 |  |  | 3507
208790 | SMAN | PJM | 229 | 69 | 235 | 3533 | unknown | [5 empty] | 3507 |  |  | 3507
208791 | SMAN | PJM | 229 | 12.47 | 235 | 3533 | unknown | [5 empty] | 3507 |  |  | 3507
208090 | SUMT | PJM | 229 | 230 | 232 | 3534 | unknown |  |  |  | 41.4971 | -75.6092 | 3266 | 41.4971 | -75.6092 | 3266
211857 | STAN TP1 | PJM | 229 | 69 | 234 | 3534 | unknown |  |  |  | 41.4971 | -75.6092 | 3266 | 41.4971 | -75.6092 | 3266
211858 | STAN TP2 | PJM | 229 | 69 | 234 | 3534 | unknown |  |  |  | 41.4971 | -75.6092 | 3266 | 41.4971 | -75.6092 | 3266
211867 | SUMT | PJM | 229 | 69 | 234 | 3534 | unknown |  |  |  | 41.4971 | -75.6092 | 3266 | 41.4971 | -75.6092 | 3266
208091 | SFLD | PJM | 229 | 230 | 232 | 3535 | unknown | [5 empty] | 3473 |  |  | 3473
211206 | SFLD | PJM | 229 | 69 | 238 | 3535 | unknown | [5 empty] | 3473 |  |  | 3473
208092 | ACAH | PJM | 229 | 230 | 232 | 3536 | unknown
211842 | ACAH | PJM | 229 | 69 | 234 | 3536 | unknown
208093 | PALO | PJM | 229 | 230 | 232 | 3537 | unknown
211872 | PALO | PJM | 229 | 69 | 239 | 3537 | unknown
208094 | STAN | PJM | 229 | 230 | 232 | 3538 | unknown | [6 empty] | 41.4971 | -75.6092 | 3266
208095 | STAN TR1 | PJM | 229 | 230 | 232 | 3538 | unknown | [6 empty] | 41.4971 | -75.6092 | 3266
208096 | STAN TR2 | PJM | 229 | 230 | 232 | 3538 | unknown | [6 empty] | 41.4971 | -75.6092 | 3266
208097 | STAN TR3 | PJM | 229 | 230 | 232 | 3538 | unknown | [6 empty] | 41.4971 | -75.6092 | 3266
208098 | STAN TR4 | PJM | 229 | 230 | 232 | 3538 | unknown | [6 empty] | 41.4971 | -75.6092 | 3266
211856 | STAN | PJM | 229 | 69 | 234 | 3538 | unknown | [6 empty] | 41.4971 | -75.6092 | 3266
211874 | SUTR | PJM | 229 | 69 | 239 | 3538 | unknown | [6 empty] | 41.4971 | -75.6092 | 3266
211875 | SUTR | PJM | 229 | 12.47 | 239 | 3538 | unknown | [6 empty] | 41.4971 | -75.6092 | 3266
208104 | STEE | PJM | 229 | 230 | 232 | 3539 | unknown | [8 empty] | 3507
208105 | STEE TR1 | PJM | 229 | 230 | 232 | 3539 | unknown | [8 empty] | 3507
208106 | STEE TR3 | PJM | 229 | 230 | 232 | 3539 | unknown | [8 empty] | 3507
208107 | STEE | PJM | 229 | 69 | 232 | 3539 | unknown | [8 empty] | 3507
208108 | STEE 2 | PJM | 229 | 69 | 232 | 3539 | unknown | [8 empty] | 3507
208114 | SUSQ G1 | PJM | 229 | 230 | 232 | 3540 | known |  | 41.0877 | -76.1498
208918 | SUSQ 1 | PJM | 229 | 24 | 233 | 3540 | known
208131 | WHEM | PJM | 229 | 230 | 232 | 3541 | unknown | [5 empty] | 3507 |  |  | 3507
208132 | WHEM TR1 | PJM | 229 | 230 | 232 | 3541 | unknown | [5 empty] | 3507 |  |  | 3507
208133 | WHEM TR2 | PJM | 229 | 230 | 232 | 3541 | unknown | [5 empty] | 3507 |  |  | 3507
208867 | WHEM | PJM | 229 | 69 | 235 | 3541 | unknown | [5 empty] | 3507 |  |  | 3507
208868 | WHEM | PJM | 229 | 138 | 235 | 3541 | unknown | [5 empty] | 3507 |  |  | 3507
208869 | WHEM CAP | PJM | 229 | 138 | 235 | 3541 | unknown | [5 empty] | 3507 |  |  | 3507
208136 | WSHO | PJM | 229 | 230 | 232 | 3542 | unknown | [5 empty] | 3507 |  |  | 3507
208947 | WSHO CT | PJM | 229 | 12.47 | 233 | 3542 | unknown | [5 empty] | 3507 |  |  | 3507
210075 | MOAL TP3 | PJM | 229 | 69 | 237 | 3542 | unknown | [5 empty] | 3507 |  |  | 3507
210330 | WSHO | PJM | 229 | 69 | 237 | 3542 | unknown | [5 empty] | 3507 |  |  | 3507
208141 | WIGR | PJM | 229 | 230 | 232 | 3543 | unknown | [5 empty] | 3507 |  |  | 3507
210333 | WIGR | PJM | 229 | 69 | 237 | 3543 | unknown | [5 empty] | 3507 |  |  | 3507
208205 | HOWM | PJM | 229 | 4.16 | 235 | 3544 | unknown
208463 | HWMT 1 | PJM | 229 | 69 | 235 | 3544 | unknown
208464 | HWMT 2 | PJM | 229 | 69 | 235 | 3544 | unknown
208207 | ARMA 1 | PJM | 229 | 69 | 235 | 3545 | unknown
208208 | ARMA 2 | PJM | 229 | 69 | 235 | 3545 | unknown
208210 | ARMA | PJM | 229 | 12.47 | 235 | 3545 | unknown
208880 | WYET TP2 | PJM | 229 | 69 | 235 | 3545 | unknown
208899 | WYET TP1 | PJM | 229 | 69 | 235 | 3545 | unknown
208215 | ATGL 13 | PJM | 229 | 69 | 235 | 3546 | unknown
208216 | ATGL 14 | PJM | 229 | 69 | 235 | 3546 | unknown
208217 | ATGL | PJM | 229 | 12.47 | 235 | 3546 | unknown
208716 | QUEB | PJM | 229 | 13.2 | 235 | 3546 | unknown
208224 | BEMA 1 | PJM | 229 | 69 | 235 | 3547 | unknown
208225 | BEMA 2 | PJM | 229 | 69 | 235 | 3547 | unknown
208226 | BEMA 1 | PJM | 229 | 12.47 | 235 | 3547 | unknown
208227 | BEMA 2 | PJM | 229 | 12.47 | 235 | 3547 | unknown
208244 | BREC | PJM | 229 | 69 | 235 | 3548 | unknown |  |  |  | 40.2169 | -76.0155 | 3270 | 40.2169 | -76.0155 | 3270
208245 | BREC | PJM | 229 | 12.47 | 235 | 3548 | unknown |  |  |  | 40.2169 | -76.0155 | 3270 | 40.2169 | -76.0155 | 3270
208246 | BREC NO | PJM | 229 | 69 | 235 | 3548 | unknown |  |  |  | 40.2169 | -76.0155 | 3270 | 40.2169 | -76.0155 | 3270
208249 | BUCK 1 | PJM | 229 | 69 | 235 | 3549 | unknown
208250 | BUCK 2 | PJM | 229 | 69 | 235 | 3549 | unknown
208251 | BUCK | PJM | 229 | 69 | 235 | 3549 | unknown
208252 | BUCK | PJM | 229 | 12.47 | 235 | 3549 | unknown
208923 | BUSO V4-027 | PJM | 229 | 12.47 | 233 | 3549 | unknown
208258 | BUIR | PJM | 229 | 69 | 235 | 3550 | unknown
208260 | BUIR | PJM | 229 | 12.47 | 235 | 3550 | unknown
208267 | BURL | PJM | 229 | 13.2 | 235 | 3551 | unknown
208354 | ELAN 1 | PJM | 229 | 138 | 235 | 3551 | unknown
208355 | ELAN 2 | PJM | 229 | 138 | 235 | 3551 | unknown
208356 | ELAN | PJM | 229 | 12.47 | 235 | 3551 | unknown
208272 | CHWA | PJM | 229 | 69 | 235 | 3552 | unknown
208274 | CHWA | PJM | 229 | 4.16 | 235 | 3552 | unknown
208673 | CHWA ODEC | PJM | 229 | 69 | 235 | 3552 | unknown
208674 | ODEC | PJM | 229 | 69 | 235 | 3552 | unknown
208279 | COCA 1 | PJM | 229 | 69 | 235 | 3553 | unknown | [6 empty] | 40.2169 | -76.0155 | 3270
208280 | COCA 2 | PJM | 229 | 69 | 235 | 3553 | unknown | [6 empty] | 40.2169 | -76.0155 | 3270
208281 | COCA 1 | PJM | 229 | 12.47 | 235 | 3553 | unknown | [6 empty] | 40.2169 | -76.0155 | 3270
208282 | COCA 2 | PJM | 229 | 12.47 | 235 | 3553 | unknown | [6 empty] | 40.2169 | -76.0155 | 3270
208288 | DART | PJM | 229 | 138 | 235 | 3554 | unknown
208292 | DART 1 | PJM | 229 | 13.2 | 235 | 3554 | unknown
208293 | DART 2 | PJM | 229 | 13.2 | 235 | 3554 | unknown
208294 | DART 3 | PJM | 229 | 12.47 | 235 | 3554 | unknown
208922 | DART W1-054 | PJM | 229 | 12.47 | 235 | 3554 | unknown
208300 | DILL | PJM | 229 | 12.47 | 235 | 3555 | unknown
208301 | DILL 1 | PJM | 229 | 138 | 235 | 3555 | unknown
208302 | DILL 2 | PJM | 229 | 138 | 235 | 3555 | unknown
208303 | DILL TI1 | PJM | 229 | 138 | 235 | 3555 | unknown
208304 | DILL TI2 | PJM | 229 | 138 | 235 | 3555 | unknown
208305 | DNLY 1 | PJM | 229 | 138 | 235 | 3555 | unknown
208306 | DNLY 2 | PJM | 229 | 138 | 235 | 3555 | unknown
208307 | DNLY | PJM | 229 | 12.47 | 235 | 3555 | unknown
208308 | DNLY | PJM | 229 | 138 | 235 | 3555 | unknown
208312 | DOGR 1 | PJM | 229 | 138 | 235 | 3556 | unknown
208313 | DOGR 2 | PJM | 229 | 138 | 235 | 3556 | unknown
208314 | DOGR DC | PJM | 229 | 138 | 235 | 3556 | unknown
208315 | DOGR | PJM | 229 | 12.47 | 235 | 3556 | unknown
208211 | DONG TP1 | PJM | 229 | 69 | 235 | 3557 | unknown
208212 | DONG TP2 | PJM | 229 | 69 | 235 | 3557 | unknown
208319 | DONG 1 | PJM | 229 | 69 | 235 | 3557 | unknown
208320 | DONG 2 | PJM | 229 | 69 | 235 | 3557 | unknown
208321 | DONG | PJM | 229 | 12.47 | 235 | 3557 | unknown
208328 | DONV 1 | PJM | 229 | 138 | 235 | 3558 | unknown | [8 empty] | 3507
208329 | DONV 2 | PJM | 229 | 138 | 235 | 3558 | unknown | [8 empty] | 3507
208330 | DONV 1 | PJM | 229 | 12.47 | 235 | 3558 | unknown | [8 empty] | 3507
208331 | DONV 2 | PJM | 229 | 12.47 | 235 | 3558 | unknown | [8 empty] | 3507
208337 | EARL 1 | PJM | 229 | 69 | 235 | 3559 | unknown
208338 | EARL 2 | PJM | 229 | 69 | 235 | 3559 | unknown
208339 | EARL | PJM | 229 | 12.47 | 235 | 3559 | unknown
208342 | EELI TP1 | PJM | 229 | 69 | 235 | 3560 | unknown
208343 | EELI TP2 | PJM | 229 | 69 | 235 | 3560 | unknown
208347 | EELI | PJM | 229 | 69 | 235 | 3560 | unknown
208348 | EELI | PJM | 229 | 12.47 | 235 | 3560 | unknown
208362 | ELIZ | PJM | 229 | 12.47 | 235 | 3561 | unknown
208364 | ELIZ 1 | PJM | 229 | 69 | 235 | 3561 | unknown
208365 | ELIZ 2 | PJM | 229 | 69 | 235 | 3561 | unknown
208367 | ELIZ DC | PJM | 229 | 69 | 235 | 3561 | unknown
208371 | ENGL | PJM | 229 | 12.47 | 235 | 3562 | unknown
208372 | ENGL | PJM | 229 | 69 | 235 | 3562 | unknown
208375 | EPET 1 | PJM | 229 | 138 | 235 | 3563 | unknown
208376 | EPET 2 | PJM | 229 | 138 | 235 | 3563 | unknown
208379 | EPET 1 | PJM | 229 | 12.47 | 235 | 3563 | unknown
208380 | EPET 2 | PJM | 229 | 12.47 | 235 | 3563 | unknown
208386 | EPHR 1 | PJM | 229 | 69 | 235 | 3564 | unknown
208387 | EPHR 2 | PJM | 229 | 69 | 235 | 3564 | unknown
208388 | EPHR | PJM | 229 | 12.47 | 235 | 3564 | unknown
208393 | FAROFIFO TI1 | PJM | 229 | 115 | 232 | 3565 | unknown | [6 empty] | 39.6886 | -76.5392 | 3236
208395 | FARO FF | PJM | 229 | 69 | 235 | 3565 | unknown | [6 empty] | 39.6886 | -76.5392 | 3236
208396 | FARO | PJM | 229 | 69 | 235 | 3565 | unknown | [6 empty] | 39.6886 | -76.5392 | 3236
208399 | FRKZ13TI | PJM | 229 | 69 | 235 | 3565 | unknown | [6 empty] | 39.6886 | -76.5392 | 3236
208400 | FRKZ14TI | PJM | 229 | 69 | 235 | 3565 | unknown | [6 empty] | 39.6886 | -76.5392 | 3236
208903 | HOLT 695 | PJM | 229 | 13.2 | 233 | 3565 | unknown | [6 empty] | 39.6886 | -76.5392 | 3236
208904 | HOLT 696 | PJM | 229 | 13.2 | 233 | 3565 | unknown | [6 empty] | 39.6886 | -76.5392 | 3236
208907 | HOLT 697 | PJM | 229 | 13.2 | 233 | 3565 | unknown | [6 empty] | 39.6886 | -76.5392 | 3236
221092 | FIVE.FOR | PJM | 232 | 115 | 260 | 3565 | unknown | [6 empty] | 39.6886 | -76.5392 | 3236
208404 | FULL | PJM | 229 | 69 | 235 | 3566 | unknown
208405 | FULL 1 | PJM | 229 | 12.47 | 235 | 3566 | unknown
208407 | FULL 2 | PJM | 229 | 12.47 | 235 | 3566 | unknown
208412 | GREE 1 | PJM | 229 | 69 | 235 | 3567 | unknown
208413 | GREE 2 | PJM | 229 | 69 | 235 | 3567 | unknown
208414 | GREE | PJM | 229 | 12.47 | 235 | 3567 | unknown
208429 | HEID | PJM | 229 | 69 | 235 | 3568 | unknown
208430 | HEID | PJM | 229 | 12.47 | 235 | 3568 | unknown
208431 | HEID 2 | PJM | 229 | 12.47 | 235 | 3568 | unknown
208432 | HEID 3 | PJM | 229 | 12.47 | 235 | 3568 | unknown
208436 | HEMP 1 | PJM | 229 | 69 | 235 | 3569 | unknown | [8 empty] | 3507
208437 | HEMP 2 | PJM | 229 | 69 | 235 | 3569 | unknown | [8 empty] | 3507
208438 | HEMP | PJM | 229 | 12.47 | 235 | 3569 | unknown | [8 empty] | 3507
208448 | HONY 2 | PJM | 229 | 69 | 235 | 3570 | unknown
208449 | HONY 2 | PJM | 229 | 12.47 | 235 | 3570 | unknown
208451 | HONY | PJM | 229 | 69 | 235 | 3570 | unknown
208453 | HONY | PJM | 229 | 12.47 | 235 | 3570 | unknown
208465 | KELG 1 | PJM | 229 | 69 | 235 | 3571 | unknown
208466 | KELG 2 | PJM | 229 | 69 | 235 | 3571 | unknown
208467 | KELG 1 | PJM | 229 | 12.47 | 235 | 3571 | unknown
208468 | KELG 2 | PJM | 229 | 12.47 | 235 | 3571 | unknown
208469 | KINZ 1 | PJM | 229 | 69 | 235 | 3572 | unknown
208471 | KINZ 2 | PJM | 229 | 69 | 235 | 3572 | unknown
208474 | KINZ 1 | PJM | 229 | 12.47 | 235 | 3572 | unknown
208475 | KINZ 2 | PJM | 229 | 12.47 | 235 | 3572 | unknown
208479 | LAND 1 | PJM | 229 | 69 | 235 | 3573 | unknown
208480 | LAND 2 | PJM | 229 | 69 | 235 | 3573 | unknown
208481 | LAND 1 | PJM | 229 | 12.47 | 235 | 3573 | unknown
208482 | LAND 2 | PJM | 229 | 12.47 | 235 | 3573 | unknown
208488 | LAPI | PJM | 229 | 69 | 235 | 3574 | unknown
208489 | LAPI TP1 | PJM | 229 | 69 | 235 | 3574 | unknown
208490 | LAPI TP2 | PJM | 229 | 69 | 235 | 3574 | unknown
208491 | LAPI | PJM | 229 | 4.16 | 235 | 3574 | unknown
208496 | LAPR | PJM | 229 | 138 | 235 | 3575 | unknown
208499 | LAPR | PJM | 229 | 4.16 | 235 | 3575 | unknown
208504 | LAVI | PJM | 229 | 69 | 235 | 3576 | unknown
208505 | LAVI | PJM | 229 | 12.47 | 235 | 3576 | unknown
208506 | LAVI NO | PJM | 229 | 69 | 235 | 3576 | unknown
208508 | LAVI NC | PJM | 229 | 69 | 235 | 3576 | unknown
208513 | LAWF | PJM | 229 | 69 | 235 | 3577 | unknown
208515 | LAWF | PJM | 229 | 4.16 | 235 | 3577 | unknown
208520 | LEOL 1 | PJM | 229 | 138 | 235 | 3578 | unknown | [6 empty] | 40.2169 | -76.0155 | 3270
208521 | LEOL 2 | PJM | 229 | 138 | 235 | 3578 | unknown | [6 empty] | 40.2169 | -76.0155 | 3270
208522 | LEOL | PJM | 229 | 12.47 | 235 | 3578 | unknown | [6 empty] | 40.2169 | -76.0155 | 3270
208528 | LETO | PJM | 229 | 69 | 235 | 3579 | unknown
208529 | LETO | PJM | 229 | 12.47 | 235 | 3579 | unknown
208533 | LINC 2 | PJM | 229 | 69 | 235 | 3580 | unknown | [6 empty] | 40.2169 | -76.0155 | 3270
208534 | LINC 2 | PJM | 229 | 12.47 | 235 | 3580 | unknown | [6 empty] | 40.2169 | -76.0155 | 3270
208535 | LINC 1 | PJM | 229 | 69 | 235 | 3580 | unknown | [6 empty] | 40.2169 | -76.0155 | 3270
208536 | LINC | PJM | 229 | 12.47 | 235 | 3580 | unknown | [6 empty] | 40.2169 | -76.0155 | 3270
208542 | LITI 1 | PJM | 229 | 69 | 235 | 3581 | unknown
208543 | LITI 2 | PJM | 229 | 69 | 235 | 3581 | unknown
208544 | LITI 1 | PJM | 229 | 12.47 | 235 | 3581 | unknown
208545 | LITI 2 | PJM | 229 | 12.47 | 235 | 3581 | unknown
208557 | MARI | PJM | 229 | 69 | 235 | 3582 | unknown
208558 | MARI | PJM | 229 | 12.47 | 235 | 3582 | unknown
208564 | MCGO TP1 | PJM | 229 | 69 | 235 | 3583 | unknown
208565 | MCGO TP2 | PJM | 229 | 69 | 235 | 3583 | unknown
208566 | MCGO | PJM | 229 | 69 | 235 | 3583 | unknown
208567 | MCGO | PJM | 229 | 12.47 | 235 | 3583 | unknown
208577 | MGTN 1 | PJM | 229 | 69 | 235 | 3584 | unknown | [6 empty] | 40.2169 | -76.0155 | 3270
208578 | MGTN 2 | PJM | 229 | 69 | 235 | 3584 | unknown | [6 empty] | 40.2169 | -76.0155 | 3270
208579 | MGTN 1 | PJM | 229 | 12.47 | 235 | 3584 | unknown | [6 empty] | 40.2169 | -76.0155 | 3270
208580 | MGTN 2 | PJM | 229 | 12.47 | 235 | 3584 | unknown | [6 empty] | 40.2169 | -76.0155 | 3270
208586 | MILL 1 | PJM | 229 | 69 | 235 | 3585 | unknown
208587 | MILL 2 | PJM | 229 | 69 | 235 | 3585 | unknown
208588 | MILL 1 | PJM | 229 | 12.47 | 235 | 3585 | unknown
208589 | MILL 2 | PJM | 229 | 12.47 | 235 | 3585 | unknown
208597 | MIUN 1 | PJM | 229 | 69 | 235 | 3585 | unknown
208598 | MIUN 2 | PJM | 229 | 69 | 235 | 3585 | unknown
208599 | MIUN 1 | PJM | 229 | 13.2 | 235 | 3585 | unknown
208600 | MIUN 2 | PJM | 229 | 13.2 | 235 | 3585 | unknown
208611 | MMMA 1 | PJM | 229 | 69 | 235 | 3586 | unknown
208612 | MMMA 2 | PJM | 229 | 69 | 235 | 3586 | unknown
208613 | MMMA 1 | PJM | 229 | 12.47 | 235 | 3586 | unknown
208614 | MMMA 2 | PJM | 229 | 12.47 | 235 | 3586 | unknown
208618 | MOJO 2 | PJM | 229 | 69 | 235 | 3587 | unknown
208619 | MOJO 2 | PJM | 229 | 12.47 | 235 | 3587 | unknown
208621 | MOJO 1 | PJM | 229 | 69 | 235 | 3587 | unknown
208622 | MOJO 1 | PJM | 229 | 12.47 | 235 | 3587 | unknown
208626 | MONE | PJM | 229 | 69 | 235 | 3588 | unknown
208627 | MONE | PJM | 229 | 12.47 | 235 | 3588 | unknown
208634 | NAST | PJM | 229 | 13.2 | 235 | 3589 | unknown
208635 | NAST | PJM | 229 | 69 | 235 | 3589 | unknown
208640 | NBRI 1 | PJM | 229 | 138 | 235 | 3590 | unknown
208641 | NBRI 2 | PJM | 229 | 138 | 235 | 3590 | unknown
208642 | NBRI 1 | PJM | 229 | 12.47 | 235 | 3590 | unknown
208643 | NBRI 2 | PJM | 229 | 12.47 | 235 | 3590 | unknown
208651 | NCOL 1 | PJM | 229 | 69 | 235 | 3591 | unknown
208652 | NCOL 2 | PJM | 229 | 69 | 235 | 3591 | unknown
208653 | NCOL 1 | PJM | 229 | 12.47 | 235 | 3591 | unknown
208654 | NCOL 2 | PJM | 229 | 12.47 | 235 | 3591 | unknown
208655 | NCOL 3 | PJM | 229 | 12.47 | 235 | 3591 | unknown
208660 | NEFF 1 | PJM | 229 | 138 | 235 | 3592 | unknown | [6 empty] | 40.2169 | -76.0155 | 3270
208661 | NEFF 2 | PJM | 229 | 138 | 235 | 3592 | unknown | [6 empty] | 40.2169 | -76.0155 | 3270
208665 | NEFF | PJM | 229 | 12.47 | 235 | 3592 | unknown | [6 empty] | 40.2169 | -76.0155 | 3270
208751 | RVIL | PJM | 229 | 138 | 235 | 3592 | unknown | [6 empty] | 40.2169 | -76.0155 | 3270
208753 | RVIL | PJM | 229 | 12.47 | 235 | 3592 | unknown | [6 empty] | 40.2169 | -76.0155 | 3270
208671 | NMAN | PJM | 229 | 69 | 235 | 3593 | unknown | [8 empty] | 3507
208672 | NMAN | PJM | 229 | 12.47 | 235 | 3593 | unknown | [8 empty] | 3507
208676 | PACI 1 | PJM | 229 | 138 | 235 | 3594 | unknown
208677 | PACI 2 | PJM | 229 | 138 | 235 | 3594 | unknown
208680 | PACI 1 | PJM | 229 | 4.16 | 235 | 3594 | unknown
208681 | PACI 2 | PJM | 229 | 4.16 | 235 | 3594 | unknown
208685 | PEFA | PJM | 229 | 69 | 235 | 3595 | unknown | [6 empty] | 40.2169 | -76.0155 | 3270
208687 | PEFA | PJM | 229 | 12.47 | 235 | 3595 | unknown | [6 empty] | 40.2169 | -76.0155 | 3270
208692 | PRIN SA1 | PJM | 229 | 138 | 235 | 3596 | unknown
208693 | PRIN SA2 | PJM | 229 | 138 | 235 | 3596 | unknown
208694 | PRIN WH1 | PJM | 229 | 138 | 235 | 3596 | unknown
208695 | PRIN WH2 | PJM | 229 | 138 | 235 | 3596 | unknown
208696 | PRIN B12 | PJM | 229 | 12.47 | 235 | 3596 | unknown
208697 | PRIN B34 | PJM | 229 | 12.47 | 235 | 3596 | unknown
208707 | QVIL 13 | PJM | 229 | 69 | 235 | 3597 | unknown
208708 | QVIL 14 | PJM | 229 | 69 | 235 | 3597 | unknown
208709 | QVIL 14 | PJM | 229 | 12.47 | 235 | 3597 | unknown
208712 | QVIL | PJM | 229 | 69 | 235 | 3597 | unknown
208713 | QVIL 13 | PJM | 229 | 12.47 | 235 | 3597 | unknown
208717 | REAM 2 | PJM | 229 | 69 | 235 | 3598 | unknown |  |  |  | 40.2169 | -76.0155 | 3270 | 40.2169 | -76.0155 | 3270
208718 | REAM 2 | PJM | 229 | 12.47 | 235 | 3598 | unknown |  |  |  | 40.2169 | -76.0155 | 3270 | 40.2169 | -76.0155 | 3270
208721 | REAM 1 | PJM | 229 | 69 | 235 | 3598 | unknown |  |  |  | 40.2169 | -76.0155 | 3270 | 40.2169 | -76.0155 | 3270
208722 | REAM 1 | PJM | 229 | 12.47 | 235 | 3598 | unknown |  |  |  | 40.2169 | -76.0155 | 3270 | 40.2169 | -76.0155 | 3270
208725 | REAM TP1 | PJM | 229 | 69 | 235 | 3598 | unknown |  |  |  | 40.2169 | -76.0155 | 3270 | 40.2169 | -76.0155 | 3270
208726 | REAM TP2 | PJM | 229 | 69 | 235 | 3598 | unknown |  |  |  | 40.2169 | -76.0155 | 3270 | 40.2169 | -76.0155 | 3270
208719 | REFR | PJM | 229 | 12.47 | 235 | 3599 | unknown | [8 empty] | 3507
208720 | RED FRONT | PJM | 229 | 115 | 235 | 3599 | unknown | [8 empty] | 3507
208723 | REIN | PJM | 229 | 69 | 235 | 3600 | unknown
208724 | REIN | PJM | 229 | 12.47 | 235 | 3600 | unknown
208728 | RHEE | PJM | 229 | 69 | 235 | 3601 | unknown
208729 | RHEE | PJM | 229 | 12.47 | 235 | 3601 | unknown
208735 | ROBE | PJM | 229 | 69 | 235 | 3602 | unknown
208736 | ROBE | PJM | 229 | 12.47 | 235 | 3602 | unknown
208743 | RTWN 1 | PJM | 229 | 138 | 235 | 3603 | unknown
208744 | RTWN 2 | PJM | 229 | 138 | 235 | 3603 | unknown
208745 | RTWN 1 | PJM | 229 | 12.47 | 235 | 3603 | unknown
208746 | RTWN 2 | PJM | 229 | 12.47 | 235 | 3603 | unknown
208766 | SHIL 2 | PJM | 229 | 69 | 235 | 3604 | unknown
208767 | SHIL 2 | PJM | 229 | 12.47 | 235 | 3604 | unknown
208770 | SHIL 1 | PJM | 229 | 69 | 235 | 3604 | unknown
208774 | SISP 1 | PJM | 229 | 69 | 235 | 3605 | unknown
208775 | SISP | PJM | 229 | 12.47 | 235 | 3605 | unknown
208782 | SLIT | PJM | 229 | 69 | 235 | 3606 | unknown
208783 | SLIT | PJM | 229 | 12.47 | 235 | 3606 | unknown
208799 | SPRI 1 | PJM | 229 | 69 | 235 | 3607 | unknown | [6 empty] | 40.2169 | -76.0155 | 3270
208800 | SPRI 2 | PJM | 229 | 69 | 235 | 3607 | unknown | [6 empty] | 40.2169 | -76.0155 | 3270
208801 | SPRI 1 | PJM | 229 | 12.47 | 235 | 3607 | unknown | [6 empty] | 40.2169 | -76.0155 | 3270
208802 | SPRI 2 | PJM | 229 | 12.47 | 235 | 3607 | unknown | [6 empty] | 40.2169 | -76.0155 | 3270
208808 | STHI 1 | PJM | 229 | 69 | 235 | 3608 | unknown
208809 | STHI 2 | PJM | 229 | 69 | 235 | 3608 | unknown
208810 | STHI 1 | PJM | 229 | 12.47 | 235 | 3608 | unknown
208811 | STHI 2 | PJM | 229 | 12.47 | 235 | 3608 | unknown
208819 | STRA NO | PJM | 229 | 69 | 235 | 3609 | unknown
208820 | STRA | PJM | 229 | 69 | 235 | 3609 | unknown
208824 | STRA | PJM | 229 | 12.47 | 235 | 3609 | unknown
208826 | TEHI 1 | PJM | 229 | 69 | 235 | 3610 | unknown
208827 | TEHI 1 | PJM | 229 | 12.47 | 235 | 3610 | unknown
208829 | TEHI 2 | PJM | 229 | 69 | 235 | 3610 | unknown
208830 | TEHI 2 | PJM | 229 | 12.47 | 235 | 3610 | unknown
208838 | TWVA 1 | PJM | 229 | 69 | 235 | 3611 | unknown
208839 | TWVA 1 | PJM | 229 | 12.47 | 235 | 3611 | unknown
208843 | TWVA 2 | PJM | 229 | 69 | 235 | 3611 | unknown
208844 | TWVA 2 | PJM | 229 | 12.47 | 235 | 3611 | unknown
208845 | WAKE | PJM | 229 | 69 | 235 | 3612 | unknown
208846 | WAKE | PJM | 229 | 12.47 | 235 | 3612 | unknown
208852 | WARW 2 | PJM | 229 | 69 | 235 | 3613 | unknown | [6 empty] | 40.2169 | -76.0155 | 3270
208853 | WARW | PJM | 229 | 69 | 235 | 3613 | unknown | [6 empty] | 40.2169 | -76.0155 | 3270
208854 | WARW | PJM | 229 | 12.47 | 235 | 3613 | unknown | [6 empty] | 40.2169 | -76.0155 | 3270
208860 | WERN | PJM | 229 | 69 | 235 | 3614 | unknown
208861 | WERN | PJM | 229 | 12.47 | 235 | 3614 | unknown
208866 | WEWI 2 | PJM | 229 | 69 | 235 | 3615 | unknown
208891 | WEWI 1 | PJM | 229 | 69 | 235 | 3615 | unknown
208892 | WEWI 1 | PJM | 229 | 12.47 | 235 | 3615 | unknown
208893 | WEWI 2 | PJM | 229 | 12.47 | 235 | 3615 | unknown
208874 | WLAN 1 | PJM | 229 | 69 | 235 | 3616 | unknown
208875 | WLAN 2 | PJM | 229 | 69 | 235 | 3616 | unknown
208876 | WLAN | PJM | 229 | 12.47 | 235 | 3616 | unknown
208879 | WYET | PJM | 229 | 12.47 | 235 | 3617 | unknown
208896 | WYETH 2 | PJM | 229 | 69 | 235 | 3617 | unknown
208897 | WYETH 3 | PJM | 229 | 12.47 | 235 | 3617 | unknown
208898 | WYET | PJM | 229 | 69 | 235 | 3617 | unknown
208881 | WYOM 1 | PJM | 229 | 69 | 235 | 3618 | unknown |  |  |  | 40.2169 | -76.0155 | 3270 | 40.2169 | -76.0155 | 3270
208882 | WYOM 2 | PJM | 229 | 69 | 235 | 3618 | unknown |  |  |  | 40.2169 | -76.0155 | 3270 | 40.2169 | -76.0155 | 3270
208883 | WYOM 1 | PJM | 229 | 12.47 | 235 | 3618 | unknown |  |  |  | 40.2169 | -76.0155 | 3270 | 40.2169 | -76.0155 | 3270
208886 | WYOM 2 | PJM | 229 | 12.47 | 235 | 3618 | unknown |  |  |  | 40.2169 | -76.0155 | 3270 | 40.2169 | -76.0155 | 3270
208884 | WNHO | PJM | 229 | 69 | 235 | 3619 | unknown | [6 empty] | 40.2169 | -76.0155 | 3270
208885 | WNHO | PJM | 229 | 12.47 | 235 | 3619 | unknown | [6 empty] | 40.2169 | -76.0155 | 3270
208940 | ALLE CT | PJM | 229 | 12.47 | 233 | 3620 | unknown
210377 | ALLE T1 | PJM | 229 | 138 | 238 | 3620 | unknown
210378 | ALLE T4 | PJM | 229 | 138 | 238 | 3620 | unknown
210379 | ALLE CAP | PJM | 229 | 138 | 238 | 3620 | unknown
210380 | ALLE | PJM | 229 | 138 | 238 | 3620 | unknown
210381 | ALLE 1 | PJM | 229 | 12.47 | 238 | 3620 | unknown
210382 | ALLE 2 | PJM | 229 | 12.47 | 238 | 3620 | unknown
210383 | ALLE 4 | PJM | 229 | 12.47 | 238 | 3620 | unknown
210390 | ALLE 3 | PJM | 229 | 12.47 | 238 | 3620 | unknown
208941 | FISH CT | PJM | 229 | 12.47 | 233 | 3621 | unknown
212146 | FISH 1 | PJM | 229 | 69 | 239 | 3621 | unknown
212147 | FISH 2 | PJM | 229 | 69 | 239 | 3621 | unknown
212148 | FISH CAP | PJM | 229 | 69 | 239 | 3621 | unknown
212149 | FISH 1LD | PJM | 229 | 12.47 | 239 | 3621 | unknown
212150 | FISH 2LD | PJM | 229 | 12.47 | 239 | 3621 | unknown
208945 | LOHA CT | PJM | 229 | 12.47 | 233 | 3622 | unknown
212264 | LOHA CTG | PJM | 229 | 69 | 236 | 3622 | unknown
208948 | WILL CT | PJM | 229 | 12.47 | 233 | 3623 | unknown
212488 | WILL 1 | PJM | 229 | 69 | 236 | 3623 | unknown
212489 | WILL 2 | PJM | 229 | 69 | 236 | 3623 | unknown
212490 | WILL | PJM | 229 | 12.47 | 236 | 3623 | unknown
212493 | WIRO | PJM | 229 | 12.47 | 236 | 3623 | unknown
208972 | BECR K09 | PJM | 229 | 0.69 | 233 | 3624 | unknown
211381 | BECR NUG | PJM | 229 | 69 | 239 | 3624 | unknown
211384 | BECR | PJM | 229 | 34.5 | 233 | 3624 | unknown
208981 | FOWH IPP | PJM | 229 | 13.8 | 233 | 3625 | unknown
212155 | FOWH | PJM | 229 | 69 | 239 | 3625 | unknown
208982 | GLBT IPP | PJM | 229 | 13.8 | 233 | 3626 | unknown
210205 | GLBT | PJM | 229 | 69 | 239 | 3626 | unknown
208985 | MERR IPP | PJM | 229 | 12.47 | 233 | 3627 | unknown
209803 | CEDA TP1 | PJM | 229 | 69 | 237 | 3627 | unknown
209804 | CEDA TP2 | PJM | 229 | 69 | 237 | 3627 | unknown
209805 | CEDA | PJM | 229 | 12.47 | 237 | 3627 | unknown
209003 | KSTN IPP | PJM | 229 | 13.8 | 233 | 3628 | unknown
211897 | THRO TP1 | PJM | 229 | 69 | 234 | 3628 | unknown
209007 | NOEN IPP | PJM | 229 | 13.8 | 233 | 3629 | unknown
211004 | NOEN | PJM | 229 | 4.16 | 238 | 3629 | unknown
211005 | NOEN | PJM | 229 | 138 | 238 | 3629 | unknown
211006 | NOEN TP1 | PJM | 229 | 138 | 238 | 3629 | unknown
211007 | NOEN TP2 | PJM | 229 | 138 | 238 | 3629 | unknown
209009 | PEIP 2 | PJM | 229 | 13.8 | 233 | 3630 | unknown
209010 | PEIP 1 | PJM | 229 | 13.8 | 233 | 3630 | unknown
211777 | PEI PWR | PJM | 229 | 69 | 234 | 3630 | unknown
209013 | SCEN IPP | PJM | 229 | 13.8 | 233 | 3631 | unknown
212404 | SCEN | PJM | 229 | 69 | 239 | 3631 | unknown
209021 | WEST IPP | PJM | 229 | 13.8 | 233 | 3632 | unknown
212482 | WEST | PJM | 229 | 69 | 239 | 3632 | unknown
209022 | WHFR IPP | PJM | 229 | 13.8 | 233 | 3633 | unknown
212485 | WHFR | PJM | 229 | 69 | 239 | 3633 | unknown
209023 | WIENIPP1 | PJM | 229 | 13.8 | 233 | 3634 | unknown
209026 | WIENIPP4 | PJM | 229 | 13.8 | 233 | 3634 | unknown
211971 | WIEN 1 | PJM | 229 | 69 | 239 | 3634 | unknown
209025 | WIENIPP3 | PJM | 229 | 13.8 | 233 | 3635 | unknown
211972 | WIEN 2 | PJM | 229 | 69 | 239 | 3635 | unknown
209027 | LOR2_Q27 | PJM | 229 | 0.69 | 233 | 3636 | unknown
212269 | LOR2 IPP | PJM | 229 | 34.5 | 233 | 3636 | unknown
212391 | LOR2 | PJM | 229 | 69 | 239 | 3636 | unknown
209029 | WAYM IPP | PJM | 229 | 34.5 | 233 | 3637 | unknown
211940 | WAYM | PJM | 229 | 69 | 234 | 3637 | unknown
209756 | BENV 1 | PJM | 229 | 69 | 237 | 3638 | unknown
209757 | BENV 2 | PJM | 229 | 69 | 237 | 3638 | unknown
209758 | BENV 2 | PJM | 229 | 12.47 | 237 | 3638 | unknown
209759 | BENV 1 | PJM | 229 | 12.47 | 237 | 3638 | unknown
209766 | CAPA A | PJM | 229 | 69 | 237 | 3639 | unknown
209767 | CAPA B | PJM | 229 | 69 | 237 | 3639 | unknown
209770 | CAPA AB | PJM | 229 | 12.47 | 237 | 3639 | unknown
209763 | CAPAUGD1 | PJM | 229 | 69 | 237 | 3640 | unknown
209764 | CAPAUGD2 | PJM | 229 | 69 | 237 | 3640 | unknown
209765 | CAPAUGCC | PJM | 229 | 69 | 237 | 3640 | unknown
209768 | CAPA C | PJM | 229 | 69 | 237 | 3640 | unknown
209769 | CAPA D | PJM | 229 | 69 | 237 | 3640 | unknown
209771 | CAPA CD | PJM | 229 | 12.47 | 237 | 3640 | unknown
209811 | CCTY TP1 | PJM | 229 | 69 | 237 | 3640 | unknown
209812 | CCTY TP2 | PJM | 229 | 69 | 237 | 3640 | unknown
209813 | CCTY 1 | PJM | 229 | 69 | 237 | 3640 | unknown
209814 | CCTY | PJM | 229 | 12.47 | 237 | 3640 | unknown
210306 | WALNUGD1 | PJM | 229 | 69 | 237 | 3640 | unknown
210307 | WALNUGD2 | PJM | 229 | 69 | 237 | 3640 | unknown
209777 | CARL TI | PJM | 229 | 69 | 237 | 3641 | unknown
209781 | CARL 1 | PJM | 229 | 69 | 237 | 3641 | unknown
209782 | CARL 2 | PJM | 229 | 69 | 237 | 3641 | unknown
209783 | CARL | PJM | 229 | 12.47 | 237 | 3641 | unknown
210328 | WCARTI24 | PJM | 229 | 69 | 237 | 3641 | unknown
209826 | COPA 1 | PJM | 229 | 69 | 237 | 3642 | unknown
209827 | COPA 2 | PJM | 229 | 69 | 237 | 3642 | unknown
209828 | COPA | PJM | 229 | 12.47 | 237 | 3642 | unknown
209860 | DALM | PJM | 229 | 69 | 237 | 3643 | unknown
209861 | DALM | PJM | 229 | 12.47 | 237 | 3643 | unknown
209864 | MBRG | PJM | 229 | 69 | 237 | 3644 | unknown
209865 | MBRG | PJM | 229 | 12.47 | 237 | 3644 | unknown
209845 | COPP HA2 | PJM | 229 | 69 | 237 | 3645 | unknown | [6 empty] | 40.3512 | -76.3668 | 3417
209846 | COPP HA1 | PJM | 229 | 69 | 237 | 3645 | unknown | [6 empty] | 40.3512 | -76.3668 | 3417
209867 | PAXT TP2 | PJM | 229 | 69 | 237 | 3645 | unknown | [6 empty] | 40.3512 | -76.3668 | 3417
209868 | PAXT TP1 | PJM | 229 | 69 | 237 | 3645 | unknown | [6 empty] | 40.3512 | -76.3668 | 3417
210147 | PAXT | PJM | 229 | 12.47 | 237 | 3645 | unknown | [6 empty] | 40.3512 | -76.3668 | 3417
209875 | DEVO 1 | PJM | 229 | 12.47 | 237 | 3646 | unknown
209876 | DEVO 1 | PJM | 229 | 69 | 237 | 3646 | unknown
209877 | DEVO 2 | PJM | 229 | 69 | 237 | 3646 | unknown
209879 | DEVO 2 | PJM | 229 | 12.47 | 237 | 3646 | unknown
209882 | DUKE 2 | PJM | 229 | 12.47 | 237 | 3647 | unknown
209885 | DUKE 2 | PJM | 229 | 69 | 237 | 3647 | unknown
209886 | DUKE 1 | PJM | 229 | 69 | 237 | 3647 | unknown
209887 | DUKE 1 | PJM | 229 | 12.47 | 237 | 3647 | unknown
209890 | EBEN TP1 | PJM | 229 | 69 | 237 | 3648 | unknown
209891 | EBEN TP2 | PJM | 229 | 69 | 237 | 3648 | unknown
209892 | EBEN | PJM | 229 | 69 | 237 | 3648 | unknown
209893 | EBEN | PJM | 229 | 12.47 | 237 | 3648 | unknown
209898 | EVIL | PJM | 229 | 69 | 237 | 3649 | unknown
209899 | EVIL | PJM | 229 | 12.47 | 237 | 3649 | unknown
209906 | ENOL 1 | PJM | 229 | 69 | 237 | 3650 | unknown
209907 | ENOL 2 | PJM | 229 | 69 | 237 | 3650 | unknown
209908 | ENOL | PJM | 229 | 12.47 | 237 | 3650 | unknown
209933 | GRAT | PJM | 229 | 69 | 237 | 3651 | unknown
209934 | GRAT | PJM | 229 | 12.47 | 237 | 3651 | unknown
209940 | GRPA | PJM | 229 | 69 | 237 | 3652 | unknown
209941 | GRPA | PJM | 229 | 12.47 | 237 | 3652 | unknown
209942 | NHARR TP1 | PJM | 229 | 69 | 237 | 3653 | unknown
209956 | NHARR TP2 | PJM | 229 | 69 | 237 | 3653 | unknown
209960 | HARR 2 | PJM | 229 | 12.47 | 237 | 3653 | unknown
209963 | HARR 1 | PJM | 229 | 12.5 | 1 | 3653 | unknown
209946 | HALI | PJM | 229 | 69 | 237 | 3654 | unknown | [6 empty] | 40.4291 | -77.1709 | 3240
209947 | HALI | PJM | 229 | 12.47 | 237 | 3654 | unknown | [6 empty] | 40.4291 | -77.1709 | 3240
209953 | HAMP | PJM | 229 | 69 | 237 | 3655 | unknown
209954 | HAMP | PJM | 229 | 12.47 | 237 | 3655 | unknown
209965 | HERS 1 | PJM | 229 | 69 | 237 | 3656 | unknown
209966 | HERS 2 | PJM | 229 | 69 | 237 | 3656 | unknown
209969 | HERS 1 | PJM | 229 | 13.8 | 237 | 3656 | unknown
209970 | HERS 2 | PJM | 229 | 13.8 | 237 | 3656 | unknown
210182 | REE-HEUG | PJM | 229 | 69 | 237 | 3656 | unknown
209976 | HEME 1 | PJM | 229 | 69 | 237 | 3657 | unknown
209977 | HEME 2 | PJM | 229 | 69 | 237 | 3657 | unknown
209978 | HEME 1 | PJM | 229 | 13.8 | 237 | 3657 | unknown
209979 | HEME 2 | PJM | 229 | 13.8 | 237 | 3657 | unknown
210236 | SHER 1 | PJM | 229 | 69 | 237 | 3657 | unknown
210237 | SHER 2 | PJM | 229 | 69 | 237 | 3657 | unknown
210238 | SHER 1 | PJM | 229 | 13.8 | 237 | 3657 | unknown
210239 | SHER 2 | PJM | 229 | 13.8 | 237 | 3657 | unknown
210010 | LAWN 2 | PJM | 229 | 69 | 237 | 3658 | unknown
210011 | LAWN 1 | PJM | 229 | 69 | 237 | 3658 | unknown
210012 | LAWN | PJM | 229 | 12.47 | 237 | 3658 | unknown
210017 | LING 1 | PJM | 229 | 12.47 | 237 | 3659 | unknown
210020 | LING 1 | PJM | 229 | 69 | 237 | 3659 | unknown
210021 | LING 2 | PJM | 229 | 69 | 237 | 3659 | unknown
210022 | LING 2 | PJM | 229 | 12.47 | 237 | 3659 | unknown
210027 | LYKE | PJM | 229 | 69 | 237 | 3660 | unknown
210028 | LYKE | PJM | 229 | 12.47 | 237 | 3660 | unknown
210032 | MCAL | PJM | 229 | 12.47 | 237 | 3661 | unknown
210033 | MCAL | PJM | 229 | 69 | 237 | 3661 | unknown
210040 | MECH 3 | PJM | 229 | 69 | 237 | 3662 | unknown | [8 empty] | 3507
210041 | MECH 4 | PJM | 229 | 69 | 237 | 3662 | unknown | [8 empty] | 3507
210042 | MECH | PJM | 229 | 12.47 | 237 | 3662 | unknown | [8 empty] | 3507
210043 | SMEC | PJM | 229 | 69 | 237 | 3663 | unknown | [8 empty] | 3507
210044 | SMEC | PJM | 229 | 12.47 | 237 | 3663 | unknown | [8 empty] | 3507
210045 | SMEC TP1 | PJM | 229 | 69 | 237 | 3663 | unknown | [8 empty] | 3507
210046 | SMEC TP2 | PJM | 229 | 69 | 237 | 3663 | unknown | [8 empty] | 3507
210053 | MEIS 12 | PJM | 229 | 12.47 | 237 | 3664 | unknown
210054 | MEIS | PJM | 229 | 69 | 237 | 3664 | unknown
210062 | MTON 2 | PJM | 229 | 69 | 237 | 3665 | unknown
210063 | MTON 2 | PJM | 229 | 12.47 | 237 | 3665 | unknown
210064 | MTON 1 | PJM | 229 | 69 | 237 | 3665 | unknown
210065 | MTON 1 | PJM | 229 | 12.47 | 237 | 3665 | unknown
210066 | MIFF TP1 | PJM | 229 | 69 | 237 | 3666 | unknown
210067 | MIFF TP2 | PJM | 229 | 69 | 237 | 3666 | unknown
210069 | MIFF | PJM | 229 | 69 | 237 | 3666 | unknown
210070 | MIFF | PJM | 229 | 12.47 | 237 | 3666 | unknown
210077 | MOAL 1 | PJM | 229 | 69 | 237 | 3667 | unknown | [8 empty] | 3507
210078 | MOAL 2 | PJM | 229 | 69 | 237 | 3667 | unknown | [8 empty] | 3507
210079 | MOAL | PJM | 229 | 12.47 | 237 | 3667 | unknown | [8 empty] | 3507
210085 | MORO | PJM | 229 | 69 | 237 | 3668 | unknown
210086 | MORO | PJM | 229 | 12.47 | 237 | 3668 | unknown
210094 | NEBL | PJM | 229 | 69 | 237 | 3669 | unknown |  |  |  | 40.4291 | -77.1709 | 3240 | 40.4291 | -77.1709 | 3240
210095 | NEBL | PJM | 229 | 12.47 | 237 | 3669 | unknown |  |  |  | 40.4291 | -77.1709 | 3240 | 40.4291 | -77.1709 | 3240
210096 | NEBL TP1 | PJM | 229 | 69 | 237 | 3669 | unknown |  |  |  | 40.4291 | -77.1709 | 3240 | 40.4291 | -77.1709 | 3240
210097 | NEBL TP2 | PJM | 229 | 69 | 237 | 3669 | unknown |  |  |  | 40.4291 | -77.1709 | 3240 | 40.4291 | -77.1709 | 3240
210104 | NEWP TP2 | PJM | 229 | 69 | 237 | 3670 | unknown
210105 | NEWP | PJM | 229 | 69 | 237 | 3670 | unknown
210106 | NEWP | PJM | 229 | 12.47 | 237 | 3670 | unknown
210111 | NEWV | PJM | 229 | 69 | 237 | 3671 | unknown
210112 | NEWV | PJM | 229 | 12.47 | 237 | 3671 | unknown
210116 | NHAR TP1 | PJM | 229 | 69 | 237 | 3672 | unknown
210117 | NHAR TP2 | PJM | 229 | 69 | 237 | 3672 | unknown
210118 | NHAR | PJM | 229 | 12.47 | 237 | 3672 | unknown
210127 | NOTT 1 | PJM | 229 | 69 | 237 | 3673 | unknown
210128 | NOTT | PJM | 229 | 12.47 | 237 | 3673 | unknown
210132 | OBER 1 | PJM | 229 | 69 | 237 | 3674 | unknown
210134 | OBER 1 | PJM | 229 | 12.47 | 237 | 3674 | unknown
210135 | OBER 2 | PJM | 229 | 12.47 | 237 | 3674 | unknown
210136 | OBER 2 | PJM | 229 | 69 | 237 | 3674 | unknown
210140 | PROG TP1 | PJM | 229 | 69 | 237 | 3675 | unknown
210141 | PROG TP2 | PJM | 229 | 69 | 237 | 3675 | unknown
210142 | PROG 1 | PJM | 229 | 12.47 | 237 | 3675 | unknown
210143 | PROG 2 | PJM | 229 | 12.47 | 237 | 3675 | unknown
210151 | PENN 1 | PJM | 229 | 12.47 | 237 | 3676 | unknown
210153 | PENN 1 | PJM | 229 | 69 | 237 | 3676 | unknown
210154 | PENN 2 | PJM | 229 | 69 | 237 | 3676 | unknown
210155 | PENN 2 | PJM | 229 | 12.47 | 237 | 3676 | unknown
210186 | RFLD | PJM | 229 | 69 | 237 | 3677 | unknown
210187 | RFLD | PJM | 229 | 12.47 | 237 | 3677 | unknown
210191 | ROCK | PJM | 229 | 12.47 | 237 | 3678 | unknown
210192 | ROCK TP | PJM | 229 | 69 | 237 | 3678 | unknown
210199 | ROSE 1 | PJM | 229 | 69 | 237 | 3679 | unknown
210200 | ROSE 2 | PJM | 229 | 69 | 237 | 3679 | unknown
210201 | ROSE | PJM | 229 | 12.47 | 237 | 3679 | unknown
210202 | ROSE NO | PJM | 229 | 69 | 237 | 3679 | unknown
210208 | ROSS 3 | PJM | 229 | 69 | 237 | 3680 | unknown | [8 empty] | 3507
210209 | ROSS 4 | PJM | 229 | 69 | 237 | 3680 | unknown | [8 empty] | 3507
210210 | ROSS 1 | PJM | 229 | 12.47 | 237 | 3680 | unknown | [8 empty] | 3507
210211 | ROSS 2 | PJM | 229 | 12.47 | 237 | 3680 | unknown | [8 empty] | 3507
210214 | RUTH 1 | PJM | 229 | 12.47 | 237 | 3681 | unknown
210216 | RUTH 1 | PJM | 229 | 69 | 237 | 3681 | unknown
210215 | RUTH 2 | PJM | 229 | 69 | 237 | 3682 | unknown
210217 | RUTH 2 | PJM | 229 | 12.47 | 237 | 3682 | unknown
210227 | SDLE TP1 | PJM | 229 | 69 | 237 | 3683 | unknown
210228 | SDLE TP2 | PJM | 229 | 69 | 237 | 3683 | unknown
210230 | SDLE | PJM | 229 | 69 | 237 | 3683 | unknown
210231 | SDLE | PJM | 229 | 12.47 | 237 | 3683 | unknown
210244 | SSDL | PJM | 229 | 12.47 | 237 | 3684 | unknown
210245 | SSDL | PJM | 229 | 69 | 237 | 3684 | unknown
210252 | SPAN 2 | PJM | 229 | 69 | 237 | 3685 | unknown
210253 | SPAN 2 | PJM | 229 | 12.47 | 237 | 3685 | unknown
210254 | SPAN 1 | PJM | 229 | 69 | 237 | 3685 | unknown
210255 | SPAN 1 | PJM | 229 | 12.47 | 237 | 3685 | unknown
210257 | SPHI 1 | PJM | 229 | 69 | 237 | 3686 | unknown
210258 | SPHI 2 | PJM | 229 | 69 | 237 | 3686 | unknown
210259 | SPHI | PJM | 229 | 12.47 | 237 | 3686 | unknown
210266 | SUMM | PJM | 229 | 69 | 237 | 3687 | unknown
210267 | SUMM | PJM | 229 | 12.47 | 237 | 3687 | unknown
210271 | SWAT | PJM | 229 | 12.47 | 237 | 3688 | unknown
210273 | SWAT | PJM | 229 | 69 | 237 | 3688 | unknown
210284 | THOM TP1 | PJM | 229 | 69 | 237 | 3689 | unknown
210286 | THOM | PJM | 229 | 69 | 237 | 3689 | unknown
210287 | THOM | PJM | 229 | 12.47 | 237 | 3689 | unknown
210298 | WALK | PJM | 229 | 69 | 237 | 3690 | unknown
210299 | WALK | PJM | 229 | 12.47 | 237 | 3690 | unknown
210304 | WALN | PJM | 229 | 69 | 237 | 3691 | unknown
210305 | WALNDATI | PJM | 229 | 69 | 237 | 3691 | unknown
210308 | WALNUGH1 | PJM | 229 | 69 | 237 | 3691 | unknown
210309 | WALNUGH2 | PJM | 229 | 69 | 237 | 3691 | unknown
210310 | WALN | PJM | 229 | 12.47 | 237 | 3691 | unknown
210315 | WERT 2 | PJM | 229 | 12.47 | 237 | 3692 | unknown | [6 empty] | 40.4291 | -77.1709 | 3240
210316 | WERT 2 | PJM | 229 | 69 | 237 | 3692 | unknown | [6 empty] | 40.4291 | -77.1709 | 3240
210317 | WERT 1 | PJM | 229 | 69 | 237 | 3692 | unknown | [6 empty] | 40.4291 | -77.1709 | 3240
210318 | WERT 1 | PJM | 229 | 12.47 | 237 | 3692 | unknown | [6 empty] | 40.4291 | -77.1709 | 3240
210319 | WCAR 1 | PJM | 229 | 12.47 | 237 | 3693 | unknown
210320 | WCAR 1 | PJM | 229 | 69 | 237 | 3693 | unknown
210321 | WCAR 2 | PJM | 229 | 12.47 | 237 | 3693 | unknown
210324 | WCAR 2 | PJM | 229 | 69 | 237 | 3693 | unknown
210340 | WHHI 1 | PJM | 229 | 69 | 237 | 3694 | unknown
210341 | WHHI 2 | PJM | 229 | 69 | 237 | 3694 | unknown
210342 | WHHI | PJM | 229 | 12.47 | 237 | 3694 | unknown
210179 | REES TP2 | PJM | 229 | 69 | 237 | 3695 | unknown
210180 | REES TP1 | PJM | 229 | 69 | 237 | 3695 | unknown
210345 | COCO 1 | PJM | 229 | 69 | 237 | 3695 | unknown
210346 | COCO 1 | PJM | 229 | 13.8 | 237 | 3695 | unknown
210347 | COCO 2 | PJM | 229 | 69 | 237 | 3695 | unknown
210348 | COCO 2 | PJM | 229 | 13.2 | 237 | 3695 | unknown
210350 | WTWN | PJM | 229 | 69 | 237 | 3696 | unknown
210351 | WTWN | PJM | 229 | 12.47 | 237 | 3696 | unknown
210355 | WIND 1 | PJM | 229 | 12.47 | 237 | 3697 | unknown | [6 empty] | 40.4291 | -77.1709 | 3240
210356 | WIND 1 | PJM | 229 | 69 | 237 | 3697 | unknown | [6 empty] | 40.4291 | -77.1709 | 3240
210357 | WIND 2 | PJM | 229 | 69 | 237 | 3697 | unknown | [6 empty] | 40.4291 | -77.1709 | 3240
210358 | WIND 2 | PJM | 229 | 12.47 | 237 | 3697 | unknown | [6 empty] | 40.4291 | -77.1709 | 3240
210361 | AIPR 1 | PJM | 229 | 69 | 238 | 3698 | unknown
210362 | AIPR 2 | PJM | 229 | 69 | 238 | 3698 | unknown
210363 | AIPR | PJM | 229 | 12.47 | 238 | 3698 | unknown
210369 | AIRC | PJM | 229 | 69 | 238 | 3699 | unknown |  |  |  | 40.6227 | -75.3493 | 3530 | 40.6227 | -75.3493 | 3530
210370 | AIRC 1 | PJM | 229 | 69 | 238 | 3699 | unknown |  |  |  | 40.6227 | -75.3493 | 3530 | 40.6227 | -75.3493 | 3530
210371 | AIRC 2 | PJM | 229 | 69 | 238 | 3699 | unknown |  |  |  | 40.6227 | -75.3493 | 3530 | 40.6227 | -75.3493 | 3530
210373 | MITR | PJM | 229 | 12.47 | 238 | 3699 | unknown |  |  |  | 40.6227 | -75.3493 | 3530 | 40.6227 | -75.3493 | 3530
210384 | ALPA 1 | PJM | 229 | 12.47 | 238 | 3700 | unknown
210385 | ALPA 2 | PJM | 229 | 12.47 | 238 | 3700 | unknown
210386 | ALPA 1 | PJM | 229 | 69 | 238 | 3700 | unknown
210387 | ALPA 2 | PJM | 229 | 69 | 238 | 3700 | unknown
210392 | PARK 100 TP | PJM | 229 | 69 | 238 | 3701 | unknown
210393 | PARK 100 | PJM | 229 | 69 | 238 | 3701 | unknown
210394 | PARK 100 | PJM | 229 | 13.8 | 238 | 3701 | unknown
210402 | ANGE | PJM | 229 | 69 | 234 | 3702 | unknown
210403 | ANGE | PJM | 229 | 12.47 | 234 | 3702 | unknown
210407 | APPE | PJM | 229 | 138 | 234 | 3703 | unknown
210408 | APPE | PJM | 229 | 12.47 | 234 | 3703 | unknown
210411 | ATT2-1 | PJM | 229 | 138 | 238 | 3704 | unknown
210412 | ATT2-2 | PJM | 229 | 138 | 238 | 3704 | unknown
210413 | ATT2 | PJM | 229 | 12.47 | 238 | 3704 | unknown
210419 | ATTR 1 | PJM | 229 | 69 | 238 | 3705 | unknown
210420 | ATTR 2 | PJM | 229 | 69 | 238 | 3705 | unknown
210423 | ATTR | PJM | 229 | 12.47 | 238 | 3705 | unknown
210429 | BART 1 | PJM | 229 | 12.47 | 234 | 3706 | unknown
210430 | BART 2 | PJM | 229 | 12.47 | 234 | 3706 | unknown
210433 | BART 1 | PJM | 229 | 138 | 234 | 3706 | unknown
210436 | BART 2 | PJM | 229 | 138 | 234 | 3706 | unknown
210437 | BLMO | PJM | 229 | 138 | 234 | 3707 | unknown | [6 empty] | 40.8009 | -75.1285 | 3521
210439 | BLMO | PJM | 229 | 12.47 | 234 | 3707 | unknown | [6 empty] | 40.8009 | -75.1285 | 3521
210446 | BSTN TP2 | PJM | 229 | 69 | 238 | 3708 | unknown | [6 empty] | 40.6227 | -75.3493 | 3530
210447 | BSTN TP1 | PJM | 229 | 69 | 238 | 3708 | unknown | [6 empty] | 40.6227 | -75.3493 | 3530
210448 | BSTN | PJM | 229 | 12.47 | 238 | 3708 | unknown | [6 empty] | 40.6227 | -75.3493 | 3530
210455 | BING | PJM | 229 | 69 | 238 | 3709 | unknown
210456 | BING | PJM | 229 | 12.47 | 238 | 3709 | unknown
210463 | BLGL 1 | PJM | 229 | 69 | 238 | 3710 | unknown
210464 | BLGL 2 | PJM | 229 | 69 | 238 | 3710 | unknown
210465 | BLGL 2 | PJM | 229 | 12.47 | 238 | 3710 | unknown
210467 | BLGL 1 | PJM | 229 | 12.5 | 238 | 3710 | unknown
210482 | CAME | PJM | 229 | 12.47 | 234 | 3711 | unknown
210483 | CAME | PJM | 229 | 69 | 234 | 3711 | unknown
210491 | CANA | PJM | 229 | 69 | 234 | 3712 | unknown
210492 | CANA | PJM | 229 | 12.47 | 234 | 3712 | unknown
210498 | CATA 2 | PJM | 229 | 138 | 238 | 3713 | unknown
210499 | CATA 1 | PJM | 229 | 138 | 238 | 3713 | unknown
210500 | CATA | PJM | 229 | 12.47 | 238 | 3713 | unknown
210503 | WIBR 1 | PJM | 229 | 138 | 238 | 3714 | unknown
210504 | WIBR 2 | PJM | 229 | 138 | 238 | 3714 | unknown
210509 | WIBR 1 | PJM | 229 | 12.47 | 238 | 3714 | unknown
210510 | WIBR 2 | PJM | 229 | 12.47 | 238 | 3714 | unknown
210506 | CEAL 1 | PJM | 229 | 138 | 238 | 3715 | unknown
210507 | CEAL 2 | PJM | 229 | 138 | 238 | 3715 | unknown
210508 | CEAL | PJM | 229 | 12.47 | 238 | 3715 | unknown
210512 | CHHI 1 | PJM | 229 | 12.47 | 238 | 3716 | unknown
210513 | CHHI 2 | PJM | 229 | 12.47 | 238 | 3716 | unknown
210514 | CHHI 1 | PJM | 229 | 69 | 238 | 3716 | unknown
210515 | CHHI 2 | PJM | 229 | 69 | 238 | 3716 | unknown
210522 | COOP 1 | PJM | 229 | 12.47 | 238 | 3717 | unknown | [8 empty] | 3473
210526 | COOP TP2 | PJM | 229 | 69 | 238 | 3717 | unknown | [8 empty] | 3473
210527 | COOP TP1 | PJM | 229 | 69 | 238 | 3717 | unknown | [8 empty] | 3473
210528 | COOP 2 | PJM | 229 | 12.47 | 238 | 3717 | unknown | [8 empty] | 3473
210550 | CRAC 1 | PJM | 229 | 138 | 238 | 3718 | unknown
210551 | CRAC 2 | PJM | 229 | 138 | 238 | 3718 | unknown
210552 | CRAC | PJM | 229 | 12.47 | 238 | 3718 | unknown
210553 | DAPP | PJM | 229 | 12.47 | 234 | 3719 | unknown
211612 | DAPP | PJM | 229 | 69 | 234 | 3719 | unknown
210558 | DORN 1 | PJM | 229 | 12.47 | 238 | 3720 | unknown |  |  |  | 40.5748 | -75.5621 | 3254 | 40.5748 | -75.5621 | 3254
210561 | DORN 1 | PJM | 229 | 138 | 238 | 3720 | unknown |  |  |  | 40.5748 | -75.5621 | 3254 | 40.5748 | -75.5621 | 3254
210562 | DORN 2 | PJM | 229 | 138 | 238 | 3720 | unknown |  |  |  | 40.5748 | -75.5621 | 3254 | 40.5748 | -75.5621 | 3254
210563 | DORN 2 | PJM | 229 | 12.47 | 238 | 3720 | unknown |  |  |  | 40.5748 | -75.5621 | 3254 | 40.5748 | -75.5621 | 3254
210575 | EALL 1 | PJM | 229 | 12.47 | 238 | 3721 | unknown
210578 | EALL 1 | PJM | 229 | 138 | 238 | 3721 | unknown
210579 | EALL 2 | PJM | 229 | 138 | 238 | 3721 | unknown
210580 | EALL 2 | PJM | 229 | 12.47 | 238 | 3721 | unknown
210585 | EGRE 1 | PJM | 229 | 12.47 | 238 | 3722 | unknown
210588 | EGRE 1 | PJM | 229 | 69 | 238 | 3722 | unknown
210589 | EGRE 2 | PJM | 229 | 69 | 238 | 3722 | unknown
210590 | EGRE 2 | PJM | 229 | 12.47 | 238 | 3722 | unknown
210591 | 8STR | PJM | 229 | 13.2 | 238 | 3723 | unknown
210592 | 8STR 1 | PJM | 229 | 138 | 238 | 3723 | unknown
210593 | 8STR 2 | PJM | 229 | 138 | 238 | 3723 | unknown
210597 | EFMO | PJM | 229 | 138 | 234 | 3724 | unknown
210598 | EFMO | PJM | 229 | 12.47 | 234 | 3724 | unknown
210607 | ETEX 2 | PJM | 229 | 12.47 | 238 | 3725 | unknown
210608 | ETEX 2 | PJM | 229 | 69 | 238 | 3725 | unknown
210609 | ETEX 1 | PJM | 229 | 69 | 238 | 3725 | unknown
210610 | ETEX 1 | PJM | 229 | 12.47 | 238 | 3725 | unknown
210615 | EGYP 1 | PJM | 229 | 138 | 238 | 3726 | unknown | [6 empty] | 40.8009 | -75.1285 | 3521
210616 | EGYP 2 | PJM | 229 | 138 | 238 | 3726 | unknown | [6 empty] | 40.8009 | -75.1285 | 3521
210617 | EGYP | PJM | 229 | 12.47 | 238 | 3726 | unknown | [6 empty] | 40.8009 | -75.1285 | 3521
210622 | ELHE 1 | PJM | 229 | 12.47 | 238 | 3727 | unknown
210623 | ELHE 1 | PJM | 229 | 69 | 238 | 3727 | unknown
210624 | ELHE 2 | PJM | 229 | 69 | 238 | 3727 | unknown
210625 | ELHE 2 | PJM | 229 | 12.47 | 238 | 3727 | unknown
210636 | CRCR | PJM | 229 | 138 | 234 | 3728 | unknown
210637 | CRCR | PJM | 229 | 12.47 | 234 | 3728 | unknown
210640 | EMMA 1 | PJM | 229 | 69 | 238 | 3729 | unknown
210641 | EMMA 2 | PJM | 229 | 69 | 238 | 3729 | unknown
210644 | EMMA | PJM | 229 | 12.47 | 238 | 3729 | unknown
210648 | FACT DC | PJM | 229 | 69 | 238 | 3730 | unknown
210649 | FACT | PJM | 229 | 12.47 | 238 | 3730 | unknown
210650 | FARM 2 | PJM | 229 | 69 | 238 | 3731 | unknown | [6 empty] | 40.6227 | -75.3493 | 3530
210651 | FARM 1 | PJM | 229 | 69 | 238 | 3731 | unknown | [6 empty] | 40.6227 | -75.3493 | 3530
210652 | FARM | PJM | 229 | 12.47 | 238 | 3731 | unknown | [6 empty] | 40.6227 | -75.3493 | 3530
210657 | FOGE 1 | PJM | 229 | 12.47 | 238 | 3732 | unknown
210658 | FOGE 2 | PJM | 229 | 12.47 | 238 | 3732 | unknown
210659 | FOGE 1 | PJM | 229 | 69 | 238 | 3732 | unknown
210660 | FOGE 2 | PJM | 229 | 69 | 238 | 3732 | unknown
210931 | MIRU 1 | PJM | 229 | 69 | 238 | 3732 | unknown
210932 | MIRU | PJM | 229 | 12.47 | 238 | 3732 | unknown
210667 | FRAN 1 | PJM | 229 | 12.47 | 238 | 3733 | unknown | [6 empty] | 40.1715 | -75.3101 | 3246
210668 | FRAN 1 | PJM | 229 | 69 | 238 | 3733 | unknown | [6 empty] | 40.1715 | -75.3101 | 3246
210669 | FRAN 2 | PJM | 229 | 69 | 238 | 3733 | unknown | [6 empty] | 40.1715 | -75.3101 | 3246
210670 | FRAN 2 | PJM | 229 | 12.47 | 238 | 3733 | unknown | [6 empty] | 40.1715 | -75.3101 | 3246
210673 | FREE 1 | PJM | 229 | 12.47 | 238 | 3734 | unknown
210674 | FREE 2 | PJM | 229 | 12.47 | 238 | 3734 | unknown
210675 | FREE 1 | PJM | 229 | 69 | 238 | 3734 | unknown
210676 | FREE 2 | PJM | 229 | 69 | 238 | 3734 | unknown
210681 | FOHI | PJM | 229 | 69 | 238 | 3735 | unknown
210682 | FOHI | PJM | 229 | 12.47 | 238 | 3735 | unknown
210692 | GILB 1 | PJM | 229 | 12.47 | 234 | 3736 | unknown | [6 empty] | 40.8009 | -75.1285 | 3521
210695 | GILB 2 | PJM | 229 | 138 | 234 | 3736 | unknown | [6 empty] | 40.8009 | -75.1285 | 3521
210696 | GILB 1 | PJM | 229 | 138 | 234 | 3736 | unknown | [6 empty] | 40.8009 | -75.1285 | 3521
210697 | GILB 2 | PJM | 229 | 12.47 | 234 | 3736 | unknown | [6 empty] | 40.8009 | -75.1285 | 3521
210703 | HAWL | PJM | 229 | 12.47 | 234 | 3737 | unknown
211690 | HAWL | PJM | 229 | 69 | 234 | 3737 | unknown
210709 | HATF 1 | PJM | 229 | 69 | 238 | 3738 | unknown |  |  |  | 40.2783 | -75.3263 | 3239 | 40.2783 | -75.3263 | 3239
210710 | HATF 2 | PJM | 229 | 69 | 238 | 3738 | unknown |  |  |  | 40.2783 | -75.3263 | 3239 | 40.2783 | -75.3263 | 3239
210711 | HATF | PJM | 229 | 12.47 | 238 | 3738 | unknown |  |  |  | 40.2783 | -75.3263 | 3239 | 40.2783 | -75.3263 | 3239
210747 | JKSN | PJM | 229 | 69 | 234 | 3739 | unknown
210748 | JKSN | PJM | 229 | 138 | 234 | 3739 | unknown
210750 | LEDG | PJM | 229 | 12.47 | 234 | 3740 | unknown
211395 | LEDG | PJM | 229 | 69 | 234 | 3740 | unknown
210783 | LKNA 1 | PJM | 229 | 69 | 234 | 3741 | unknown
210786 | LKNA 1 | PJM | 229 | 12.47 | 234 | 3741 | unknown
210784 | LKNA 2 | PJM | 229 | 69 | 234 | 3742 | unknown
210787 | LKNA 2 | PJM | 229 | 12.47 | 234 | 3742 | unknown
210793 | LANA 1 | PJM | 229 | 69 | 238 | 3743 | unknown | [6 empty] | 40.5748 | -75.5621 | 3254
210794 | LANA 2 | PJM | 229 | 69 | 238 | 3743 | unknown | [6 empty] | 40.5748 | -75.5621 | 3254
210795 | LANA | PJM | 229 | 12.47 | 238 | 3743 | unknown | [6 empty] | 40.5748 | -75.5621 | 3254
210801 | LANS 1 | PJM | 229 | 69 | 238 | 3744 | unknown
210802 | LANS 2 | PJM | 229 | 69 | 238 | 3744 | unknown
210805 | LANS | PJM | 229 | 34.5 | 238 | 3744 | unknown
210826 | LIGA 2 | PJM | 229 | 12.47 | 238 | 3745 | unknown
210828 | LIGA 2 | PJM | 229 | 69 | 238 | 3745 | unknown
210829 | LIGA 1 | PJM | 229 | 69 | 238 | 3745 | unknown
210830 | LIGA 1 | PJM | 229 | 12.47 | 238 | 3745 | unknown
210831 | LOPO 1 | PJM | 229 | 69 | 234 | 3746 | unknown
210832 | LOPO 1 | PJM | 229 | 12.47 | 234 | 3746 | unknown
210833 | LOPO 2 | PJM | 229 | 69 | 234 | 3746 | unknown
210834 | LOPO 2 | PJM | 229 | 12.47 | 234 | 3746 | unknown
210846 | MACA 2 | PJM | 229 | 69 | 238 | 3747 | unknown |  |  |  | 40.6227 | -75.3493 | 3530 | 40.6227 | -75.3493 | 3530
210847 | MACA 1 | PJM | 229 | 69 | 238 | 3747 | unknown |  |  |  | 40.6227 | -75.3493 | 3530 | 40.6227 | -75.3493 | 3530
210848 | MACA | PJM | 229 | 12.47 | 238 | 3747 | unknown |  |  |  | 40.6227 | -75.3493 | 3530 | 40.6227 | -75.3493 | 3530
210854 | MACK 1 | PJM | 229 | 69 | 238 | 3748 | unknown
210855 | MACK 2 | PJM | 229 | 69 | 238 | 3748 | unknown
210858 | MACK | PJM | 229 | 12.47 | 238 | 3748 | unknown
210870 | MACU 1 | PJM | 229 | 12.47 | 238 | 3749 | unknown
210871 | MACU 2 | PJM | 229 | 12.47 | 238 | 3749 | unknown
210874 | MACU 1 | PJM | 229 | 69 | 238 | 3749 | unknown
210875 | MACU 2 | PJM | 229 | 69 | 238 | 3749 | unknown
210893 | MCMI 1 | PJM | 229 | 12.47 | 234 | 3750 | unknown
210896 | MCMI 2 | PJM | 229 | 138 | 234 | 3750 | unknown
210897 | MCMI 1 | PJM | 229 | 138 | 234 | 3750 | unknown
210898 | MCMI 2 | PJM | 229 | 12.47 | 234 | 3750 | unknown
210902 | MECK | PJM | 229 | 12.47 | 239 | 3751 | unknown
210903 | MECK | PJM | 229 | 69 | 239 | 3751 | unknown
210912 | MICK 1 | PJM | 229 | 69 | 238 | 3752 | unknown
210913 | MICK 2 | PJM | 229 | 69 | 238 | 3752 | unknown
210917 | MICK | PJM | 229 | 12.47 | 238 | 3752 | unknown
210923 | MILF | PJM | 229 | 12.47 | 238 | 3753 | unknown | [6 empty] | 40.5748 | -75.5621 | 3254
210925 | MILF | PJM | 229 | 69 | 238 | 3753 | unknown | [6 empty] | 40.5748 | -75.5621 | 3254
210943 | MOBE TP1 | PJM | 229 | 69 | 238 | 3754 | unknown |  |  |  | 40.8009 | -75.1285 | 3521 | 40.8009 | -75.1285 | 3521
210944 | MOBE TP2 | PJM | 229 | 69 | 238 | 3754 | unknown |  |  |  | 40.8009 | -75.1285 | 3521 | 40.8009 | -75.1285 | 3521
210945 | MOBE 1 | PJM | 229 | 12.47 | 238 | 3754 | unknown |  |  |  | 40.8009 | -75.1285 | 3521 | 40.8009 | -75.1285 | 3521
210946 | MOBE 2 | PJM | 229 | 12.47 | 238 | 3754 | unknown |  |  |  | 40.8009 | -75.1285 | 3521 | 40.8009 | -75.1285 | 3521
210949 | MOPO 1 | PJM | 229 | 12.47 | 234 | 3755 | unknown
210950 | MOPO 1 | PJM | 229 | 69 | 234 | 3755 | unknown
210951 | MOPO 2 | PJM | 229 | 69 | 234 | 3755 | unknown
210952 | MOPO 2 | PJM | 229 | 12.47 | 234 | 3755 | unknown
210971 | NBET 1 | PJM | 229 | 69 | 238 | 3756 | unknown | [6 empty] | 40.8009 | -75.1285 | 3521
210972 | NBET 2 | PJM | 229 | 69 | 238 | 3756 | unknown | [6 empty] | 40.8009 | -75.1285 | 3521
210973 | NBET | PJM | 229 | 12.47 | 238 | 3756 | unknown | [6 empty] | 40.8009 | -75.1285 | 3521
210978 | NCOO | PJM | 229 | 12.47 | 234 | 3757 | unknown
210979 | NCOO | PJM | 229 | 69 | 234 | 3757 | unknown
210986 | NSTR 1 | PJM | 229 | 12.47 | 234 | 3758 | unknown
210987 | NSTR 2 | PJM | 229 | 12.47 | 234 | 3758 | unknown
210989 | NSTR 1 | PJM | 229 | 138 | 234 | 3758 | unknown
210990 | NSTR 2 | PJM | 229 | 138 | 234 | 3758 | unknown
210995 | NHAM 1 | PJM | 229 | 12.47 | 238 | 3759 | unknown
210998 | NHAM 1 | PJM | 229 | 138 | 238 | 3759 | unknown
210999 | NHAM 2 | PJM | 229 | 138 | 238 | 3759 | unknown
211000 | NHAM 2 | PJM | 229 | 12.47 | 238 | 3759 | unknown
211013 | ORVI 1 | PJM | 229 | 12.47 | 238 | 3760 | unknown
211014 | ORVI 1 | PJM | 229 | 69 | 238 | 3760 | unknown
211015 | ORVI 2 | PJM | 229 | 69 | 238 | 3760 | unknown
211016 | ORVI 2 | PJM | 229 | 12.47 | 238 | 3760 | unknown
211021 | PALM 1 | PJM | 229 | 69 | 238 | 3761 | unknown
211022 | PALM 2 | PJM | 229 | 69 | 238 | 3761 | unknown
211023 | PALM | PJM | 229 | 12.47 | 238 | 3761 | unknown
211043 | POFA 1 | PJM | 229 | 12.47 | 234 | 3762 | unknown
211044 | POFA 2 | PJM | 229 | 12.47 | 234 | 3762 | unknown
211045 | POFA 1 | PJM | 229 | 69 | 234 | 3762 | unknown
211046 | POFA 2 | PJM | 229 | 69 | 234 | 3762 | unknown
211053 | PONO 2 | PJM | 229 | 12.47 | 238 | 3763 | unknown
211054 | PONO 2 | PJM | 229 | 69 | 238 | 3763 | unknown
211057 | PONO 1 | PJM | 229 | 69 | 238 | 3763 | unknown
211058 | PONO 1 | PJM | 229 | 12.47 | 238 | 3763 | unknown
211064 | PSPA COL | PJM | 229 | 69 | 239 | 3764 | unknown
211065 | PSPA IPP | PJM | 229 | 13.8 | 233 | 3764 | unknown
211070 | QUAK 1 | PJM | 229 | 69 | 238 | 3765 | unknown | [8 empty] | 3473
211071 | QUAK 2 | PJM | 229 | 69 | 238 | 3765 | unknown | [8 empty] | 3473
211072 | QUAK | PJM | 229 | 12.47 | 238 | 3765 | unknown | [8 empty] | 3473
211084 | RICH 1 | PJM | 229 | 12.47 | 238 | 3766 | unknown
211085 | RICH 1 | PJM | 229 | 69 | 238 | 3766 | unknown
211086 | RICH 2 | PJM | 229 | 69 | 238 | 3766 | unknown
211087 | RICH 2 | PJM | 229 | 12.47 | 238 | 3766 | unknown
211038 | PERK 1 | PJM | 229 | 69 | 238 | 3767 | unknown
211039 | PERK 2 | PJM | 229 | 69 | 238 | 3767 | unknown
211091 | RIRO 2 | PJM | 229 | 12.47 | 238 | 3767 | unknown
211093 | RIRO 2 | PJM | 229 | 69 | 238 | 3767 | unknown
211095 | RIRO 1 | PJM | 229 | 69 | 238 | 3767 | unknown
211096 | RIRO 1 | PJM | 229 | 12.47 | 238 | 3767 | unknown
210856 | MACK TP1 | PJM | 229 | 69 | 238 | 3768 | unknown | [6 empty] | 40.5748 | -75.5621 | 3254
210857 | MACK TP2 | PJM | 229 | 69 | 238 | 3768 | unknown | [6 empty] | 40.5748 | -75.5621 | 3254
211101 | SALI 1 | PJM | 229 | 69 | 238 | 3768 | unknown | [6 empty] | 40.5748 | -75.5621 | 3254
211102 | SALI 2 | PJM | 229 | 69 | 238 | 3768 | unknown | [6 empty] | 40.5748 | -75.5621 | 3254
211103 | SALI | PJM | 229 | 12.47 | 238 | 3768 | unknown | [6 empty] | 40.5748 | -75.5621 | 3254
211110 | SAND 1 | PJM | 229 | 69 | 238 | 3769 | unknown | [6 empty] | 40.6227 | -75.3493 | 3530
211111 | SAND 2 | PJM | 229 | 69 | 238 | 3769 | unknown | [6 empty] | 40.6227 | -75.3493 | 3530
211112 | SAND 1 | PJM | 229 | 13.8 | 238 | 3769 | unknown | [6 empty] | 40.6227 | -75.3493 | 3530
211113 | SAND 2 | PJM | 229 | 13.8 | 238 | 3769 | unknown | [6 empty] | 40.6227 | -75.3493 | 3530
211119 | SANO 1 | PJM | 229 | 69 | 234 | 3770 | unknown
211120 | SANO 2 | PJM | 229 | 69 | 234 | 3770 | unknown
211123 | SANO 1 | PJM | 229 | 12.47 | 234 | 3770 | unknown
211124 | SANO 2 | PJM | 229 | 12.47 | 234 | 3770 | unknown
211129 | SCHN 2 | PJM | 229 | 12.47 | 238 | 3771 | unknown
211132 | SCHN 2 | PJM | 229 | 138 | 238 | 3771 | unknown
211133 | SCHN 1 | PJM | 229 | 138 | 238 | 3771 | unknown
211134 | SCHN 1 | PJM | 229 | 12.47 | 238 | 3771 | unknown
211136 | SCHO 1 | PJM | 229 | 69 | 238 | 3772 | unknown
211137 | SCHO 1 | PJM | 229 | 12.47 | 238 | 3772 | unknown
211139 | SCHO 2 | PJM | 229 | 69 | 238 | 3772 | unknown
211145 | SCHO 2 | PJM | 229 | 12.47 | 238 | 3772 | unknown
211142 | SEID | PJM | 229 | 12.47 | 238 | 3773 | unknown
211143 | SEID 1 | PJM | 229 | 69 | 238 | 3773 | unknown
211144 | SEID 2 | PJM | 229 | 69 | 238 | 3773 | unknown
211152 | SELL 1 | PJM | 229 | 69 | 238 | 3774 | unknown
211153 | SELL 2 | PJM | 229 | 69 | 238 | 3774 | unknown
211154 | SELL | PJM | 229 | 12.47 | 238 | 3774 | unknown
211169 | SALL | PJM | 229 | 69 | 238 | 3775 | unknown
211170 | SALL | PJM | 229 | 12.47 | 238 | 3775 | unknown
211174 | SFAR | PJM | 229 | 12.47 | 238 | 3776 | unknown |  |  |  | 40.6227 | -75.3493 | 3530 | 40.6227 | -75.3493 | 3530
211175 | SFAR 1 | PJM | 229 | 69 | 238 | 3776 | unknown |  |  |  | 40.6227 | -75.3493 | 3530 | 40.6227 | -75.3493 | 3530
211176 | SFAR 2 | PJM | 229 | 12.47 | 238 | 3776 | unknown |  |  |  | 40.6227 | -75.3493 | 3530 | 40.6227 | -75.3493 | 3530
211177 | SFAR 2 | PJM | 229 | 69 | 238 | 3776 | unknown |  |  |  | 40.6227 | -75.3493 | 3530 | 40.6227 | -75.3493 | 3530
211181 | SFOG 1 | PJM | 229 | 12.47 | 238 | 3777 | unknown
211182 | SFOG 1 | PJM | 229 | 69 | 238 | 3777 | unknown
211183 | SFOG 2 | PJM | 229 | 69 | 238 | 3777 | unknown
211184 | SFOG 2 | PJM | 229 | 12.47 | 238 | 3777 | unknown
211190 | SSLA 1 | PJM | 229 | 69 | 238 | 3778 | unknown
211192 | SSLA | PJM | 229 | 12.47 | 238 | 3778 | unknown
211193 | SSLA 2 | PJM | 229 | 69 | 238 | 3778 | unknown
211198 | SWHI 1 | PJM | 229 | 138 | 238 | 3779 | unknown |  |  |  | 40.5748 | -75.5621 | 3254 | 40.5748 | -75.5621 | 3254
211199 | SWHI 2 | PJM | 229 | 138 | 238 | 3779 | unknown |  |  |  | 40.5748 | -75.5621 | 3254 | 40.5748 | -75.5621 | 3254
211200 | SWHI | PJM | 229 | 12.47 | 238 | 3779 | unknown |  |  |  | 40.5748 | -75.5621 | 3254 | 40.5748 | -75.5621 | 3254
211219 | SAAD 2 | PJM | 229 | 69 | 238 | 3780 | unknown
211220 | SAAD 1 | PJM | 229 | 69 | 238 | 3780 | unknown
211223 | SAAD | PJM | 229 | 4 | 238 | 3780 | unknown
211227 | STRO 2 | PJM | 229 | 12.47 | 234 | 3781 | unknown | [6 empty] | 40.8009 | -75.1285 | 3521
211228 | STRO 1 | PJM | 229 | 12.47 | 234 | 3781 | unknown | [6 empty] | 40.8009 | -75.1285 | 3521
211231 | STRO 2 | PJM | 229 | 138 | 234 | 3781 | unknown | [6 empty] | 40.8009 | -75.1285 | 3521
211232 | STRO 1 | PJM | 229 | 138 | 234 | 3781 | unknown | [6 empty] | 40.8009 | -75.1285 | 3521
211233 | SCTZ 1 | PJM | 229 | 69 | 238 | 3782 | unknown
211234 | SCTZ 2 | PJM | 229 | 69 | 238 | 3782 | unknown
211235 | SCTZ 1 | PJM | 229 | 12.47 | 238 | 3782 | unknown
211236 | SCTZ 2 | PJM | 229 | 12.47 | 238 | 3782 | unknown
211238 | SUMN 1 | PJM | 229 | 138 | 238 | 3783 | unknown | [6 empty] | 40.5748 | -75.5621 | 3254
211239 | SUMN 2 | PJM | 229 | 138 | 238 | 3783 | unknown | [6 empty] | 40.5748 | -75.5621 | 3254
211240 | SUMN | PJM | 229 | 12.47 | 238 | 3783 | unknown | [6 empty] | 40.5748 | -75.5621 | 3254
211245 | TANN 2 | PJM | 229 | 12.47 | 234 | 3784 | unknown
211246 | TANN 1 | PJM | 229 | 12.47 | 234 | 3784 | unknown
211248 | TANN 1 | PJM | 229 | 138 | 234 | 3784 | unknown
211249 | TANN 2 | PJM | 229 | 138 | 234 | 3784 | unknown
211255 | TELF | PJM | 229 | 69 | 238 | 3785 | unknown | [6 empty] | 40.1715 | -75.3101 | 3246
211256 | TELF | PJM | 229 | 12.47 | 238 | 3785 | unknown | [6 empty] | 40.1715 | -75.3101 | 3246
211270 | TREI | PJM | 229 | 69 | 238 | 3786 | unknown
211271 | TREI | PJM | 229 | 12.47 | 238 | 3786 | unknown
211275 | TREX 1 | PJM | 229 | 12.47 | 238 | 3787 | unknown
211276 | TREX 1 | PJM | 229 | 69 | 238 | 3787 | unknown
211277 | TREX 2 | PJM | 229 | 69 | 238 | 3787 | unknown
211278 | TREX 2 | PJM | 229 | 12.47 | 238 | 3787 | unknown
211279 | TRUM TP1 | PJM | 229 | 69 | 238 | 3788 | unknown
211280 | TRUM TP2 | PJM | 229 | 69 | 238 | 3788 | unknown
211281 | TRUM | PJM | 229 | 69 | 238 | 3788 | unknown
211282 | TRUM | PJM | 229 | 12.47 | 238 | 3788 | unknown
211298 | UPHA 1 | PJM | 229 | 12.47 | 238 | 3789 | unknown
211300 | UPHA 1 | PJM | 229 | 69 | 238 | 3789 | unknown
211301 | UPHA 2 | PJM | 229 | 69 | 238 | 3789 | unknown
211302 | UPHA 2 | PJM | 229 | 12.47 | 238 | 3789 | unknown
211312 | WAGN 1 | PJM | 229 | 69 | 234 | 3790 | unknown
211313 | WAGN 1 | PJM | 229 | 12.47 | 234 | 3790 | unknown
211316 | WAGN 2 | PJM | 229 | 69 | 234 | 3791 | unknown
211317 | WAGN 2 | PJM | 229 | 12.47 | 234 | 3791 | unknown
211327 | WALL 1 | PJM | 229 | 69 | 238 | 3792 | unknown |  |  |  | 40.5748 | -75.5621 | 3254 | 40.5748 | -75.5621 | 3254
211328 | WALL 2 | PJM | 229 | 69 | 238 | 3792 | unknown |  |  |  | 40.5748 | -75.5621 | 3254 | 40.5748 | -75.5621 | 3254
211329 | WALL | PJM | 229 | 12.47 | 238 | 3792 | unknown |  |  |  | 40.5748 | -75.5621 | 3254 | 40.5748 | -75.5621 | 3254
211335 | WGAT 2 | PJM | 229 | 12.47 | 238 | 3793 | unknown
211336 | WGAT 1 | PJM | 229 | 69 | 238 | 3793 | unknown
211337 | WGAT 2 | PJM | 229 | 69 | 238 | 3793 | unknown
211338 | WGAT 1 | PJM | 229 | 12.47 | 238 | 3793 | unknown
211348 | WTRE | PJM | 229 | 69 | 238 | 3794 | unknown
211349 | WTRE | PJM | 229 | 12.47 | 238 | 3794 | unknown
211350 | AEP | PJM | 229 | 12.47 | 239 | 3795 | unknown
211351 | AEP | PJM | 229 | 69 | 239 | 3795 | unknown
211353 | ZION | PJM | 229 | 12.47 | 238 | 3796 | unknown
211354 | ZION | PJM | 229 | 69 | 238 | 3796 | unknown
211355 | ADM | PJM | 229 | 12.47 | 239 | 3797 | unknown
211356 | ADM TP | PJM | 229 | 69 | 239 | 3797 | unknown
211358 | SHEN 2 | PJM | 229 | 69 | 239 | 3798 | unknown
212425 | SHEN | PJM | 229 | 12.47 | 239 | 3798 | unknown
212427 | SHEN 1 | PJM | 229 | 69 | 239 | 3798 | unknown
211359 | DELA DC | PJM | 229 | 69 | 239 | 3799 | unknown
211450 | DELA 2 | PJM | 229 | 69 | 239 | 3799 | unknown
212109 | DELA 1 | PJM | 229 | 69 | 239 | 3799 | unknown
212110 | DELA | PJM | 229 | 12.47 | 239 | 3799 | unknown
211361 | ARRO | PJM | 229 | 69 | 239 | 3800 | unknown
211362 | ARRO | PJM | 229 | 12.47 | 239 | 3800 | unknown
211365 | ASHF TP1 | PJM | 229 | 69 | 239 | 3801 | unknown
211366 | ASHF TP2 | PJM | 229 | 69 | 239 | 3801 | unknown
211367 | ASHF | PJM | 229 | 12.47 | 239 | 3801 | unknown
211371 | AVOC 1 | PJM | 229 | 69 | 239 | 3802 | unknown
211372 | AVOC 2 | PJM | 229 | 69 | 239 | 3802 | unknown
211374 | AVOC | PJM | 229 | 12.47 | 239 | 3802 | unknown
211376 | BELT 1 | PJM | 229 | 69 | 239 | 3803 | unknown
211377 | BELT 2 | PJM | 229 | 69 | 239 | 3803 | unknown
211378 | BELT | PJM | 229 | 12.47 | 239 | 3803 | unknown
211379 | BELT | PJM | 229 | 69 | 239 | 3803 | unknown
211380 | BCRK | PJM | 229 | 69 | 239 | 3804 | unknown
211383 | BCRK | PJM | 229 | 12.47 | 239 | 3804 | unknown
211386 | BELL 2 | PJM | 229 | 12.47 | 234 | 3805 | unknown
211389 | BELL 2 | PJM | 229 | 69 | 234 | 3805 | unknown
211390 | BELL 1 | PJM | 229 | 69 | 234 | 3805 | unknown
211391 | BELL 1 | PJM | 229 | 12.47 | 234 | 3805 | unknown
211397 | BLYT | PJM | 229 | 12.47 | 239 | 3806 | unknown
211399 | BLYT 2 | PJM | 229 | 69 | 239 | 3806 | unknown
211402 | BOHE 1 | PJM | 229 | 69 | 234 | 3807 | unknown
211403 | BOHE 1 | PJM | 229 | 12.47 | 234 | 3807 | unknown
211404 | BOHE 2 | PJM | 229 | 12.47 | 234 | 3807 | unknown
211405 | BOHE 2 | PJM | 229 | 69 | 234 | 3807 | unknown
211407 | BROO 1 | PJM | 229 | 69 | 234 | 3808 | unknown
211409 | BROO 2 | PJM | 229 | 12.47 | 234 | 3808 | unknown
211410 | BROO 2 | PJM | 229 | 69 | 234 | 3808 | unknown
211443 | BROO 1 | PJM | 229 | 12.47 | 234 | 3808 | unknown
211419 | CAND 2 | PJM | 229 | 12.47 | 239 | 3809 | unknown
211420 | CAND 1 | PJM | 229 | 12.47 | 239 | 3809 | unknown
211422 | CAND 1 | PJM | 229 | 69 | 239 | 3809 | unknown
211424 | CAND 2 | PJM | 229 | 69 | 239 | 3809 | unknown
211427 | CARB | PJM | 229 | 69 | 239 | 3810 | unknown
211428 | CARB | PJM | 229 | 12.47 | 239 | 3810 | unknown
211430 | CEAV 1 | PJM | 229 | 12.47 | 234 | 3811 | unknown
211431 | CEAV 2 | PJM | 229 | 69 | 234 | 3811 | unknown
211432 | CEAV 1 | PJM | 229 | 69 | 234 | 3811 | unknown
211433 | CEAV 2 | PJM | 229 | 12.47 | 234 | 3811 | unknown
211444 | CHAM | PJM | 229 | 13.8 | 234 | 3811 | unknown
211837 | SCRA 1 | PJM | 229 | 69 | 234 | 3811 | unknown
211838 | SCRA 2 | PJM | 229 | 69 | 234 | 3811 | unknown
211839 | SCRA | PJM | 229 | 12.47 | 234 | 3811 | unknown
211441 | FOSP DC | PJM | 229 | 69 | 239 | 3812 | unknown
212157 | FOSP TP 2 | PJM | 229 | 69 | 239 | 3812 | unknown
212158 | FOSP | PJM | 229 | 12.47 | 239 | 3812 | unknown
212159 | FOSP TP 1 | PJM | 229 | 69 | 239 | 3812 | unknown
211442 | MOWR DC | PJM | 229 | 69 | 239 | 3813 | unknown
212318 | MOWR 2 | PJM | 229 | 69 | 239 | 3813 | unknown
212325 | MOWR | PJM | 229 | 12.47 | 239 | 3813 | unknown
212326 | MOWR 1 | PJM | 229 | 69 | 239 | 3813 | unknown
211446 | CHRI TP | PJM | 229 | 69 | 239 | 3814 | unknown
211447 | CHRI | PJM | 229 | 12.47 | 239 | 3814 | unknown
211452 | DUPO DC | PJM | 229 | 69 | 239 | 3815 | unknown
211453 | DUPO 2 | PJM | 229 | 12.47 | 239 | 3815 | unknown
211454 | DUPO 1 | PJM | 229 | 12.47 | 239 | 3815 | unknown
211455 | DUPO 1 | PJM | 229 | 69 | 239 | 3815 | unknown
211456 | DUPO 2 | PJM | 229 | 69 | 239 | 3815 | unknown
211467 | ECAR 1 | PJM | 229 | 69 | 234 | 3816 | unknown | [6 empty] | 41.4971 | -75.6092 | 3266
211468 | ECAR 2 | PJM | 229 | 69 | 234 | 3816 | unknown | [6 empty] | 41.4971 | -75.6092 | 3266
211469 | ECAR 2 | PJM | 229 | 12.47 | 234 | 3816 | unknown | [6 empty] | 41.4971 | -75.6092 | 3266
211470 | ECAR 1 | PJM | 229 | 12.47 | 234 | 3816 | unknown | [6 empty] | 41.4971 | -75.6092 | 3266
211474 | EHAZ 2 | PJM | 229 | 69 | 239 | 3817 | unknown
211475 | EHAZ 1 | PJM | 229 | 69 | 239 | 3817 | unknown
211476 | EHAZ | PJM | 229 | 12.47 | 239 | 3817 | unknown
211481 | EMOU 1 | PJM | 229 | 69 | 239 | 3818 | unknown
211482 | EMOU 2 | PJM | 229 | 69 | 239 | 3818 | unknown
211484 | EMOU | PJM | 229 | 12.47 | 239 | 3818 | unknown
211491 | EDEL 1 | PJM | 229 | 12.47 | 234 | 3819 | unknown
211492 | EDEL 1 | PJM | 229 | 69 | 234 | 3819 | unknown
211494 | EDEL 2 | PJM | 229 | 69 | 234 | 3820 | unknown
211495 | EDEL 2 | PJM | 229 | 12.47 | 234 | 3820 | unknown
211499 | ELMO | PJM | 229 | 69 | 234 | 3821 | unknown
211500 | ELMO | PJM | 229 | 12.47 | 234 | 3821 | unknown
211502 | EXET 2 | PJM | 229 | 12.47 | 239 | 3822 | unknown
211503 | EXET 2 | PJM | 229 | 69 | 239 | 3822 | unknown
211505 | EXET 1 | PJM | 229 | 69 | 239 | 3822 | unknown
211506 | EXET 1 | PJM | 229 | 12.47 | 239 | 3822 | unknown
211508 | EYNO 1 | PJM | 229 | 12.47 | 234 | 3823 | unknown |  |  |  | 41.4971 | -75.6092 | 3266 | 41.4971 | -75.6092 | 3266
211509 | EYNO 1 | PJM | 229 | 69 | 234 | 3823 | unknown |  |  |  | 41.4971 | -75.6092 | 3266 | 41.4971 | -75.6092 | 3266
211510 | EYNO 2 | PJM | 229 | 69 | 234 | 3823 | unknown |  |  |  | 41.4971 | -75.6092 | 3266 | 41.4971 | -75.6092 | 3266
211513 | EYNO 2 | PJM | 229 | 12.47 | 234 | 3823 | unknown |  |  |  | 41.4971 | -75.6092 | 3266 | 41.4971 | -75.6092 | 3266
211516 | FABR | PJM | 229 | 69 | 239 | 3824 | unknown
211517 | FABR | PJM | 229 | 12.47 | 239 | 3824 | unknown
211520 | FQHU 1 | PJM | 229 | 69 | 239 | 3825 | unknown
211521 | FQHU 2 | PJM | 229 | 69 | 239 | 3825 | unknown
211522 | FQHU 1 | PJM | 229 | 12.47 | 239 | 3825 | unknown
211523 | FQHU 2 | PJM | 229 | 12.47 | 239 | 3825 | unknown
211533 | FLND | PJM | 229 | 69 | 239 | 3826 | unknown
211534 | FLND | PJM | 229 | 12.47 | 239 | 3826 | unknown
211537 | GEOR 2 | PJM | 229 | 69 | 239 | 3827 | unknown
211538 | GEOR 1 | PJM | 229 | 69 | 239 | 3827 | unknown
211543 | GEOR | PJM | 229 | 12.47 | 239 | 3827 | unknown
211547 | GOUL | PJM | 229 | 69 | 234 | 3828 | unknown
211548 | GOUL | PJM | 229 | 12.47 | 234 | 3828 | unknown
211551 | GFLD | PJM | 229 | 69 | 234 | 3829 | unknown
211552 | GFLD | PJM | 229 | 12.47 | 234 | 3829 | unknown
211557 | GRWO | PJM | 229 | 69 | 239 | 3830 | unknown
211560 | GRWO | PJM | 229 | 12.47 | 239 | 3830 | unknown
211561 | HAML 2 | PJM | 229 | 69 | 234 | 3831 | unknown
211566 | HAML 2 | PJM | 229 | 12.47 | 234 | 3831 | unknown
211563 | HAML 1 | PJM | 229 | 69 | 234 | 3832 | unknown
211564 | HAML 1 | PJM | 229 | 12.47 | 234 | 3832 | unknown
211567 | HARL | PJM | 229 | 69 | 239 | 3833 | unknown
211568 | HARL | PJM | 229 | 12.47 | 239 | 3833 | unknown
211571 | HASE 2 | PJM | 229 | 69 | 239 | 3834 | unknown
211572 | HASE 1 | PJM | 229 | 69 | 239 | 3834 | unknown
211575 | HASE | PJM | 229 | 12.47 | 239 | 3834 | unknown
211577 | HEGI 2 | PJM | 229 | 69 | 239 | 3835 | unknown
211578 | HEGI 2 | PJM | 229 | 12.47 | 239 | 3835 | unknown
212194 | HEGI 1 | PJM | 229 | 69 | 239 | 3835 | unknown
212195 | HEGI 1 | PJM | 229 | 12.47 | 239 | 3835 | unknown
211585 | HART 2 | PJM | 229 | 69 | 239 | 3836 | unknown
211588 | HART 2 | PJM | 229 | 12.47 | 239 | 3836 | unknown
211586 | HART 1 | PJM | 229 | 69 | 239 | 3837 | unknown
211587 | HART 1 | PJM | 229 | 12.47 | 239 | 3837 | unknown
211596 | HAUT 1 | PJM | 229 | 69 | 239 | 3838 | unknown
211597 | HAUT 2 | PJM | 229 | 69 | 239 | 3838 | unknown
211598 | HAUT | PJM | 229 | 12.47 | 239 | 3838 | unknown
211601 | TWLA DC | PJM | 229 | 69 | 234 | 3839 | unknown
211602 | HEML 2 | PJM | 229 | 69 | 234 | 3839 | unknown
211603 | HEML 2 | PJM | 229 | 12.47 | 234 | 3839 | unknown
211604 | HEML 1 | PJM | 229 | 69 | 234 | 3839 | unknown
211605 | HEML 1 | PJM | 229 | 12.47 | 234 | 3839 | unknown
211610 | HIRU | PJM | 229 | 12.47 | 239 | 3840 | unknown
211611 | HIRU | PJM | 229 | 69 | 239 | 3840 | unknown
211613 | HONE 2 | PJM | 229 | 12.47 | 234 | 3841 | unknown
211614 | HONE 1 | PJM | 229 | 12.47 | 234 | 3841 | unknown
211615 | HONE 2 | PJM | 229 | 69 | 234 | 3841 | unknown
211616 | HONE 1 | PJM | 229 | 69 | 234 | 3841 | unknown
211625 | HGTN | PJM | 229 | 12.47 | 239 | 3842 | unknown
211626 | HGTN | PJM | 229 | 69 | 239 | 3842 | unknown
211622 | HUNT TP1 | PJM | 229 | 69 | 237 | 3843 | unknown | [6 empty] | 40.8362 | -76.8277 | 3252
211628 | HUNT | PJM | 229 | 12.47 | 239 | 3843 | unknown | [6 empty] | 40.8362 | -76.8277 | 3252
212216 | HUNT | PJM | 229 | 69 | 239 | 3843 | unknown | [6 empty] | 40.8362 | -76.8277 | 3252
212226 | HUNT TP2 | PJM | 229 | 69 | 239 | 3843 | unknown | [6 empty] | 40.8362 | -76.8277 | 3252
210901 | HUMB NO | PJM | 229 | 69 | 239 | 3844 | unknown
211630 | HUMB 2 | PJM | 229 | 12.47 | 239 | 3844 | unknown
211633 | HUMB 2 | PJM | 229 | 69 | 239 | 3844 | unknown
211634 | HUMB 1 | PJM | 229 | 69 | 239 | 3844 | unknown
211635 | HUMB 1 | PJM | 229 | 12.47 | 239 | 3844 | unknown
211617 | WDAM TP1 | PJM | 229 | 69 | 234 | 3845 | unknown
211638 | INOR | PJM | 229 | 69 | 234 | 3845 | unknown
211639 | INOR | PJM | 229 | 12.47 | 234 | 3845 | unknown
211642 | JAFR | PJM | 229 | 69 | 239 | 3846 | unknown
211643 | JAFR | PJM | 229 | 12.47 | 239 | 3846 | unknown
211649 | JEFF | PJM | 229 | 12.47 | 234 | 3847 | unknown
211650 | JEFF | PJM | 229 | 69 | 234 | 3847 | unknown
211659 | JERM 1 | PJM | 229 | 12.47 | 234 | 3848 | unknown |  |  |  | 41.4971 | -75.6092 | 3266 | 41.4971 | -75.6092 | 3266
211660 | JERM 1 | PJM | 229 | 69 | 234 | 3848 | unknown |  |  |  | 41.4971 | -75.6092 | 3266 | 41.4971 | -75.6092 | 3266
211661 | JERM 2 | PJM | 229 | 69 | 234 | 3848 | unknown |  |  |  | 41.4971 | -75.6092 | 3266 | 41.4971 | -75.6092 | 3266
211662 | JERM 2 | PJM | 229 | 12.47 | 234 | 3848 | unknown |  |  |  | 41.4971 | -75.6092 | 3266 | 41.4971 | -75.6092 | 3266
211664 | JESS | PJM | 229 | 12.47 | 234 | 3849 | unknown
211665 | JESS | PJM | 229 | 69 | 234 | 3849 | unknown
211671 | KEAV 1 | PJM | 229 | 69 | 234 | 3850 | unknown
211672 | KEAV 2 | PJM | 229 | 69 | 234 | 3850 | unknown
211674 | KEAV 2 | PJM | 229 | 12.47 | 234 | 3850 | unknown
211675 | KEAV 1 | PJM | 229 | 12.47 | 234 | 3850 | unknown
210749 | KIMB DC | PJM | 229 | 69 | 234 | 3851 | unknown
211677 | KIMB 2 | PJM | 229 | 69 | 234 | 3851 | unknown
211678 | KIMB | PJM | 229 | 12.47 | 234 | 3851 | unknown
211679 | KIMB 1 | PJM | 229 | 69 | 234 | 3851 | unknown
211685 | LAHA 1 | PJM | 229 | 12.47 | 239 | 3852 | unknown
211686 | LAHA 1 | PJM | 229 | 69 | 239 | 3852 | unknown
211687 | LAHA 2 | PJM | 229 | 69 | 239 | 3852 | unknown
211688 | LAHA 2 | PJM | 229 | 12.47 | 239 | 3852 | unknown
211691 | LAKE | PJM | 229 | 69 | 234 | 3853 | unknown
211693 | LAKE | PJM | 229 | 12.47 | 234 | 3853 | unknown
211698 | LNFD | PJM | 229 | 69 | 239 | 3854 | unknown
211699 | LNFD | PJM | 229 | 12.47 | 239 | 3854 | unknown
211701 | MADI | PJM | 229 | 69 | 234 | 3855 | unknown
211702 | MADI | PJM | 229 | 12.47 | 234 | 3855 | unknown
211713 | MEIN | PJM | 229 | 69 | 234 | 3856 | unknown | [6 empty] | 41.4971 | -75.6092 | 3266
211714 | MEIN | PJM | 229 | 4.16 | 234 | 3856 | unknown | [6 empty] | 41.4971 | -75.6092 | 3266
211716 | MINO 1 | PJM | 229 | 12.47 | 234 | 3857 | unknown
211717 | MINO 2 | PJM | 229 | 12.47 | 234 | 3857 | unknown
211718 | MINO 1 | PJM | 229 | 69 | 234 | 3857 | unknown
211719 | MINO 2 | PJM | 229 | 69 | 234 | 3857 | unknown
211726 | MTGE 2 | PJM | 229 | 12.47 | 234 | 3858 | unknown
211727 | MTGE 2 | PJM | 229 | 69 | 234 | 3858 | unknown
211732 | MORG 1 | PJM | 229 | 69 | 234 | 3859 | unknown | [6 empty] | 41.4971 | -75.6092 | 3266
211733 | MORG 2 | PJM | 229 | 69 | 234 | 3859 | unknown | [6 empty] | 41.4971 | -75.6092 | 3266
211736 | MORG | PJM | 229 | 12.47 | 234 | 3859 | unknown | [6 empty] | 41.4971 | -75.6092 | 3266
211738 | MOSC | PJM | 229 | 12.47 | 234 | 3860 | unknown
211739 | MOSC | PJM | 229 | 69 | 234 | 3860 | unknown
211748 | NEWF | PJM | 229 | 69 | 234 | 3861 | unknown
211749 | NEWF | PJM | 229 | 12.47 | 234 | 3861 | unknown
211753 | OLFO | PJM | 229 | 69 | 234 | 3862 | unknown
211754 | OLFO | PJM | 229 | 12.47 | 234 | 3862 | unknown
211759 | OWIL 2 | PJM | 229 | 69 | 239 | 3863 | unknown
211760 | OWIL 1 | PJM | 229 | 69 | 239 | 3863 | unknown
211762 | OWIL PR | PJM | 229 | 12.47 | 239 | 3863 | unknown
211766 | PARR | PJM | 229 | 69 | 239 | 3864 | unknown
211767 | PARR | PJM | 229 | 12.47 | 239 | 3864 | unknown
211780 | MUND TP1 | PJM | 229 | 69 | 239 | 3865 | unknown
211781 | MUND TP2 | PJM | 229 | 69 | 239 | 3865 | unknown
211782 | MUND 1 | PJM | 229 | 12.47 | 239 | 3865 | unknown
211783 | MUND 2 | PJM | 229 | 12.47 | 239 | 3865 | unknown
211987 | WYVA TP2 | PJM | 229 | 69 | 239 | 3865 | unknown
211988 | WYVA TP1 | PJM | 229 | 69 | 239 | 3865 | unknown
211787 | PIRI 2 | PJM | 229 | 12.47 | 239 | 3866 | unknown
211788 | PIRI 2 | PJM | 229 | 69 | 239 | 3866 | unknown
211789 | PIRI 1 | PJM | 229 | 69 | 239 | 3866 | unknown
211790 | PIRI 1 | PJM | 229 | 12.47 | 239 | 3866 | unknown
211673 | PROV TP | PJM | 229 | 69 | 234 | 3867 | unknown | [6 empty] | 41.4971 | -75.6092 | 3266
211804 | PROV 3 | PJM | 229 | 69 | 234 | 3867 | unknown | [6 empty] | 41.4971 | -75.6092 | 3266
211805 | PROV 4 | PJM | 229 | 69 | 234 | 3867 | unknown | [6 empty] | 41.4971 | -75.6092 | 3266
211806 | PROV 4 | PJM | 229 | 12.47 | 234 | 3867 | unknown | [6 empty] | 41.4971 | -75.6092 | 3266
211807 | PROV 3 | PJM | 229 | 12.47 | 234 | 3867 | unknown | [6 empty] | 41.4971 | -75.6092 | 3266
211822 | SAJO | PJM | 229 | 12.47 | 239 | 3868 | unknown
211824 | SAJO | PJM | 229 | 69 | 239 | 3868 | unknown
211830 | SCGL 1 | PJM | 229 | 12.47 | 234 | 3869 | unknown
211831 | SCGL 1 | PJM | 229 | 69 | 234 | 3869 | unknown
211833 | SCGL TP2 | PJM | 229 | 69 | 234 | 3870 | unknown
211834 | SCGL 2 | PJM | 229 | 12.47 | 234 | 3870 | unknown
211846 | SPRE 1 | PJM | 229 | 69 | 234 | 3871 | unknown
211847 | SPRE 2 | PJM | 229 | 69 | 234 | 3871 | unknown
211849 | SPRE 2 | PJM | 229 | 12.47 | 234 | 3871 | unknown
211850 | SPRE 1 | PJM | 229 | 12.47 | 234 | 3871 | unknown
211861 | SUB2 2 | PJM | 229 | 69 | 234 | 3872 | unknown | [6 empty] | 41.4971 | -75.6092 | 3266
211862 | SUB2 1 | PJM | 229 | 69 | 234 | 3872 | unknown | [6 empty] | 41.4971 | -75.6092 | 3266
211865 | SUBU | PJM | 229 | 12.47 | 234 | 3872 | unknown | [6 empty] | 41.4971 | -75.6092 | 3266
211881 | TAFT | PJM | 229 | 12.47 | 234 | 3873 | unknown
211882 | TAFT | PJM | 229 | 69 | 234 | 3873 | unknown
211886 | TAMA HA3 | PJM | 229 | 69 | 239 | 3874 | unknown
211887 | TAMA HA1 | PJM | 229 | 69 | 239 | 3874 | unknown
212452 | TAMA | PJM | 229 | 12.47 | 239 | 3874 | unknown
211893 | THRO 2 | PJM | 229 | 12.47 | 234 | 3875 | unknown
211894 | THRO 1 | PJM | 229 | 12.47 | 234 | 3875 | unknown
211895 | THRO 2 | PJM | 229 | 69 | 234 | 3875 | unknown
211896 | THRO 1 | PJM | 229 | 69 | 234 | 3875 | unknown
211904 | TINK | PJM | 229 | 12.47 | 234 | 3876 | unknown
211906 | TINK | PJM | 229 | 69 | 234 | 3876 | unknown
211908 | TOBY 2 | PJM | 229 | 69 | 234 | 3877 | unknown
211909 | TOBY 1 | PJM | 229 | 69 | 234 | 3877 | unknown
211912 | TOBY | PJM | 229 | 12.47 | 234 | 3877 | unknown
211914 | TWLA 1 | PJM | 229 | 69 | 234 | 3878 | unknown
211915 | TWLA 1 | PJM | 229 | 12.47 | 234 | 3878 | unknown
211916 | TWLA 2 | PJM | 229 | 12.47 | 234 | 3878 | unknown
211917 | TWLA 2 | PJM | 229 | 69 | 234 | 3878 | unknown
211918 | VALM 2 | PJM | 229 | 69 | 239 | 3879 | unknown
211920 | VALM 1 | PJM | 229 | 69 | 239 | 3879 | unknown
211922 | VALM | PJM | 229 | 12.47 | 239 | 3879 | unknown
211928 | VARD | PJM | 229 | 69 | 234 | 3880 | unknown
211929 | VARD | PJM | 229 | 12.47 | 234 | 3880 | unknown
208920 | WLPK | PJM | 229 | 12.47 | 233 | 3881 | unknown
211930 | KIMB TP2 | PJM | 229 | 69 | 234 | 3881 | unknown
211931 | WLPK TI1 | PJM | 229 | 69 | 234 | 3881 | unknown
211932 | WLPK TR2 | PJM | 229 | 69 | 234 | 3881 | unknown
211933 | WLPK TR1 | PJM | 229 | 69 | 234 | 3881 | unknown
211935 | WLPK 2 | PJM | 229 | 12.47 | 234 | 3881 | unknown
211936 | WLPK 1 | PJM | 229 | 12.47 | 234 | 3881 | unknown
211948 | WEIS | PJM | 229 | 12.47 | 239 | 3882 | unknown
211949 | WEIS | PJM | 229 | 69 | 239 | 3882 | unknown
211955 | WDAM | PJM | 229 | 69 | 234 | 3883 | unknown
211956 | WDAM | PJM | 229 | 12.47 | 234 | 3883 | unknown
210918 | WHHA DC | PJM | 229 | 69 | 239 | 3884 | unknown
211958 | WHHA 1 | PJM | 229 | 12.47 | 239 | 3884 | unknown
211959 | WHHA 2 | PJM | 229 | 12.47 | 239 | 3884 | unknown
211960 | WHHA 2 | PJM | 229 | 69 | 239 | 3884 | unknown
211962 | WHHA 1 | PJM | 229 | 69 | 239 | 3884 | unknown
210919 | WIBA TP1 | PJM | 229 | 69 | 239 | 3885 | unknown
210920 | WIBA TP2 | PJM | 229 | 69 | 239 | 3885 | unknown
211965 | WIBA 1 | PJM | 229 | 69 | 239 | 3885 | unknown
211966 | WIBA 2 | PJM | 229 | 69 | 239 | 3885 | unknown
211967 | WIBA | PJM | 229 | 12.47 | 239 | 3885 | unknown
211979 | WRIG 2 | PJM | 229 | 69 | 239 | 3886 | unknown
211980 | WRIG 1 | PJM | 229 | 69 | 239 | 3886 | unknown
211981 | WRIG | PJM | 229 | 12.47 | 239 | 3886 | unknown
211985 | WYVA 1 | PJM | 229 | 69 | 239 | 3887 | unknown
211989 | WYVA 1 | PJM | 229 | 12.47 | 239 | 3887 | unknown
211986 | WYVA 2 | PJM | 229 | 69 | 239 | 3888 | unknown
211990 | WYVA 2 | PJM | 229 | 12.47 | 239 | 3888 | unknown
211992 | YATE 2 | PJM | 229 | 12.47 | 239 | 3889 | unknown
211994 | YATE 2 | PJM | 229 | 69 | 239 | 3889 | unknown
211993 | YATE 1 | PJM | 229 | 12.47 | 239 | 3890 | unknown
211995 | YATE 1 | PJM | 229 | 69 | 239 | 3890 | unknown
212004 | ALWD | PJM | 229 | 69 | 236 | 3891 | unknown | [6 empty] | 40.8362 | -76.8277 | 3252
212005 | ALWD | PJM | 229 | 12.47 | 236 | 3891 | unknown | [6 empty] | 40.8362 | -76.8277 | 3252
212011 | ALTA | PJM | 229 | 12.47 | 239 | 3892 | unknown
212012 | ALTA | PJM | 229 | 69 | 239 | 3892 | unknown
212013 | ALTA TP2 | PJM | 229 | 69 | 239 | 3892 | unknown
212014 | ALTA TP1 | PJM | 229 | 69 | 239 | 3892 | unknown
212031 | AUBU | PJM | 229 | 12.47 | 239 | 3893 | unknown
212032 | AUBU | PJM | 229 | 69 | 239 | 3893 | unknown
211621 | AUGU TP2 | PJM | 229 | 69 | 236 | 3894 | unknown |  |  |  | 40.8362 | -76.8277 | 3252 | 40.8362 | -76.8277 | 3252
212035 | AUGU | PJM | 229 | 69 | 236 | 3894 | unknown |  |  |  | 40.8362 | -76.8277 | 3252 | 40.8362 | -76.8277 | 3252
212036 | AUGU | PJM | 229 | 12.47 | 236 | 3894 | unknown |  |  |  | 40.8362 | -76.8277 | 3252 | 40.8362 | -76.8277 | 3252
212232 | AUGU TP1 | PJM | 229 | 69 | 239 | 3894 | unknown |  |  |  | 40.8362 | -76.8277 | 3252 | 40.8362 | -76.8277 | 3252
212037 | AVCO 1 | PJM | 229 | 69 | 236 | 3895 | unknown
212038 | AVCO 2 | PJM | 229 | 69 | 236 | 3895 | unknown
212039 | AVCO | PJM | 229 | 12.47 | 236 | 3895 | unknown
212042 | BEGA | PJM | 229 | 69 | 239 | 3896 | unknown
212043 | BEGA | PJM | 229 | 12.47 | 239 | 3896 | unknown
212044 | BEAV | PJM | 229 | 12.47 | 236 | 3897 | unknown
212045 | BEAV | PJM | 229 | 69 | 236 | 3897 | unknown
212052 | BENT | PJM | 229 | 69 | 236 | 3898 | unknown
212053 | BENT | PJM | 229 | 12.47 | 236 | 3898 | unknown
212054 | BERC | PJM | 229 | 69 | 236 | 3899 | unknown
212056 | BERC TP1 | PJM | 229 | 69 | 236 | 3899 | unknown
212058 | BERC TP2 | PJM | 229 | 69 | 236 | 3899 | unknown
212059 | BERC | PJM | 229 | 12.47 | 236 | 3899 | unknown
212060 | BERW 1 | PJM | 229 | 69 | 236 | 3900 | unknown
212061 | BERW 1 | PJM | 229 | 12.47 | 236 | 3900 | unknown
212062 | BERW 2 | PJM | 229 | 12.47 | 236 | 3900 | unknown
212066 | BERW 2 | PJM | 229 | 69 | 236 | 3900 | unknown
212063 | BLOO 1 | PJM | 229 | 69 | 236 | 3901 | unknown
212064 | BLOO 2 | PJM | 229 | 69 | 236 | 3901 | unknown
212065 | BLOOMSBG | PJM | 229 | 12.47 | 236 | 3901 | unknown
212074 | CASS 3 | PJM | 229 | 69 | 239 | 3902 | unknown
212075 | CASS | PJM | 229 | 69 | 239 | 3902 | unknown
212076 | CASS AUB | PJM | 229 | 69 | 239 | 3902 | unknown
212077 | CASS | PJM | 229 | 12.47 | 239 | 3902 | unknown
212081 | CHER | PJM | 229 | 4 | 236 | 3903 | unknown
212082 | CHER 2 | PJM | 229 | 69 | 236 | 3903 | unknown
212083 | CHER 1 | PJM | 229 | 69 | 236 | 3903 | unknown
212087 | CLEV | PJM | 229 | 69 | 239 | 3904 | unknown
212088 | CLEV | PJM | 229 | 12.47 | 239 | 3904 | unknown
212096 | COLA | PJM | 229 | 69 | 239 | 3905 | unknown
212098 | COLA | PJM | 229 | 13.8 | 233 | 3905 | unknown
212102 | CRES 1 | PJM | 229 | 69 | 239 | 3906 | unknown
212103 | CRES 2 | PJM | 229 | 69 | 239 | 3906 | unknown
212105 | CRESST2 | PJM | 229 | 12.47 | 239 | 3906 | unknown
212106 | CRESST1 | PJM | 229 | 12.47 | 239 | 3906 | unknown
212108 | DANV | PJM | 229 | 12.47 | 236 | 3907 | unknown
212119 | DANV 1 | PJM | 229 | 69 | 236 | 3907 | unknown
212122 | DANV 2 | PJM | 229 | 69 | 236 | 3907 | unknown
212111 | DERR | PJM | 229 | 12.47 | 236 | 3908 | unknown
212112 | DERR | PJM | 229 | 69 | 236 | 3908 | unknown
212115 | EDAN DC | PJM | 229 | 69 | 236 | 3909 | unknown
212116 | EDAN TP1 | PJM | 229 | 69 | 236 | 3909 | unknown
212117 | EDAN | PJM | 229 | 69 | 236 | 3909 | unknown
212118 | EDAN | PJM | 229 | 12.47 | 236 | 3909 | unknown
212125 | EDAN TP2 | PJM | 229 | 69 | 236 | 3909 | unknown
212123 | EXCH | PJM | 229 | 69 | 239 | 3910 | unknown | [6 empty] | 40.8362 | -76.8277 | 3252
212124 | EXCH | PJM | 229 | 12.47 | 239 | 3910 | unknown | [6 empty] | 40.8362 | -76.8277 | 3252
212129 | EXCHNO | PJM | 229 | 69 | 239 | 3910 | unknown | [6 empty] | 40.8362 | -76.8277 | 3252
212133 | FAIR 1 | PJM | 229 | 12.47 | 239 | 3911 | unknown
212134 | FAIR | PJM | 229 | 69 | 239 | 3911 | unknown
212178 | FAIR 2 | PJM | 229 | 12.47 | 239 | 3911 | unknown
212137 | FAXO | PJM | 229 | 69 | 236 | 3912 | unknown
212138 | FAXO | PJM | 229 | 12.47 | 236 | 3912 | unknown
212141 | FIQH F | PJM | 229 | 69 | 236 | 3913 | unknown
212142 | FIQH R | PJM | 229 | 69 | 236 | 3913 | unknown
212143 | FQL1 | PJM | 229 | 12.47 | 236 | 3913 | unknown
212144 | FIQHRENO TI | PJM | 229 | 69 | 236 | 3913 | unknown
212153 | FLEM | PJM | 229 | 69 | 236 | 3914 | unknown
212154 | FLEM | PJM | 229 | 12.47 | 236 | 3914 | unknown
212164 | FRAI | PJM | 229 | 12.47 | 239 | 3915 | unknown
212165 | FRAI | PJM | 229 | 69 | 239 | 3915 | unknown
212171 | GUMI 1 | PJM | 229 | 12.47 | 239 | 3916 | unknown
212172 | GUMI 2 | PJM | 229 | 12.47 | 239 | 3916 | unknown
212174 | INGE | PJM | 229 | 0.48 | 233 | 3916 | unknown
212176 | GUMI | PJM | 229 | 69 | 239 | 3916 | unknown
212173 | GIMA | PJM | 229 | 69 | 239 | 3917 | unknown
212175 | GIMA | PJM | 229 | 12.47 | 239 | 3917 | unknown
212179 | GOCI DC | PJM | 229 | 69 | 239 | 3918 | unknown | [6 empty] | 40.8362 | -76.8277 | 3252
212180 | GOCI | PJM | 229 | 12.47 | 239 | 3918 | unknown | [6 empty] | 40.8362 | -76.8277 | 3252
212181 | GOCI TP2 | PJM | 229 | 69 | 239 | 3918 | unknown | [6 empty] | 40.8362 | -76.8277 | 3252
212443 | GOCI TP1 | PJM | 229 | 69 | 239 | 3918 | unknown | [6 empty] | 40.8362 | -76.8277 | 3252
212183 | HAMI 2 | PJM | 229 | 69 | 236 | 3919 | unknown |  |  |  | 40.8362 | -76.8277 | 3252 | 40.8362 | -76.8277 | 3252
212184 | HAMI 1 | PJM | 229 | 69 | 236 | 3919 | unknown |  |  |  | 40.8362 | -76.8277 | 3252 | 40.8362 | -76.8277 | 3252
212185 | HAMI | PJM | 229 | 12.47 | 236 | 3919 | unknown |  |  |  | 40.8362 | -76.8277 | 3252 | 40.8362 | -76.8277 | 3252
212196 | HEPB 1 | PJM | 229 | 69 | 236 | 3920 | unknown
212199 | HEPB 1 | PJM | 229 | 12.47 | 236 | 3920 | unknown
212197 | HEPB 2 | PJM | 229 | 12.47 | 236 | 3921 | unknown
212198 | HEPB 2 | PJM | 229 | 69 | 236 | 3921 | unknown
212203 | HRDG 1 | PJM | 229 | 12.47 | 239 | 3922 | unknown
212204 | HRDG 2 | PJM | 229 | 12.47 | 239 | 3922 | unknown
212214 | HRDG | PJM | 229 | 69 | 239 | 3922 | unknown
212207 | HUGH | PJM | 229 | 12.47 | 236 | 3923 | unknown
212208 | HUGH | PJM | 229 | 69 | 236 | 3923 | unknown
212219 | JESH 1 | PJM | 229 | 69 | 236 | 3924 | unknown
212220 | JESH 2 | PJM | 229 | 69 | 236 | 3924 | unknown
212221 | JESH | PJM | 229 | 12.47 | 236 | 3924 | unknown
212229 | KELL 2 | PJM | 229 | 69 | 236 | 3925 | unknown | [6 empty] | 40.8362 | -76.8277 | 3252
212230 | KELL DC | PJM | 229 | 69 | 236 | 3925 | unknown | [6 empty] | 40.8362 | -76.8277 | 3252
212231 | KELL | PJM | 229 | 12.47 | 236 | 3925 | unknown | [6 empty] | 40.8362 | -76.8277 | 3252
212245 | KELL 1 | PJM | 229 | 69 | 236 | 3925 | unknown | [6 empty] | 40.8362 | -76.8277 | 3252
212236 | KENM 1 | PJM | 229 | 69 | 236 | 3926 | unknown
212238 | KENM 2 | PJM | 229 | 69 | 236 | 3926 | unknown
212239 | KENM | PJM | 229 | 12.47 | 236 | 3926 | unknown
212248 | LACR | PJM | 229 | 69 | 236 | 3927 | unknown
212249 | LACR | PJM | 229 | 12.47 | 236 | 3927 | unknown
212252 | LAUR | PJM | 229 | 69 | 236 | 3928 | unknown
212253 | LAUR | PJM | 229 | 12.47 | 236 | 3928 | unknown
212254 | LOHA | PJM | 229 | 69 | 236 | 3929 | unknown
212257 | LOHA T1 | PJM | 229 | 69 | 236 | 3929 | unknown
212262 | LOHA | PJM | 229 | 12.47 | 236 | 3929 | unknown
212271 | LOHA CAP | PJM | 229 | 69 | 236 | 3929 | unknown
212280 | LOHA T2 | PJM | 229 | 69 | 236 | 3929 | unknown
212258 | LIME | PJM | 229 | 69 | 236 | 3930 | unknown
212259 | LIME | PJM | 229 | 12.47 | 236 | 3930 | unknown
212260 | LIND | PJM | 229 | 69 | 236 | 3931 | unknown
212261 | LIND | PJM | 229 | 12.47 | 236 | 3931 | unknown
212266 | LOR1 | PJM | 229 | 0.69 | 233 | 3932 | unknown
212267 | LOR1 | PJM | 229 | 69 | 239 | 3932 | unknown
212268 | LOR1 IPP | PJM | 229 | 34.5 | 233 | 3932 | unknown
212272 | LOGA 2 | PJM | 229 | 69 | 236 | 3933 | unknown
212273 | LOGA 2 | PJM | 229 | 12.47 | 236 | 3933 | unknown
212277 | LOGA 1 | PJM | 229 | 69 | 236 | 3933 | unknown
212278 | LOGA 1 | PJM | 229 | 12.47 | 236 | 3933 | unknown
212282 | MACI | PJM | 229 | 69 | 239 | 3934 | unknown
212283 | MACI | PJM | 229 | 12.47 | 239 | 3934 | unknown
212287 | MARL 2 | PJM | 229 | 69 | 239 | 3935 | unknown
212288 | MARL 1 | PJM | 229 | 69 | 239 | 3935 | unknown
212291 | MARL 1 | PJM | 229 | 12.47 | 239 | 3935 | unknown
212292 | MARL 2 | PJM | 229 | 12.47 | 239 | 3935 | unknown
212294 | MIDD | PJM | 229 | 69 | 236 | 3936 | unknown | [6 empty] | 40.8362 | -76.8277 | 3252
212295 | MIDD | PJM | 229 | 12.47 | 236 | 3936 | unknown | [6 empty] | 40.8362 | -76.8277 | 3252
212304 | MVIL | PJM | 229 | 69 | 236 | 3937 | unknown
212305 | MVIL | PJM | 229 | 12.47 | 236 | 3937 | unknown
212306 | MOCA 2 | PJM | 229 | 12.47 | 239 | 3938 | unknown
212310 | MOCA 2 | PJM | 229 | 69 | 239 | 3938 | unknown
212323 | MOCA 1 | PJM | 229 | 69 | 239 | 3938 | unknown
212324 | MOCA 1 | PJM | 229 | 12.47 | 239 | 3938 | unknown
212315 | MNTG | PJM | 229 | 69 | 236 | 3939 | unknown
212316 | MNTG | PJM | 229 | 12.47 | 236 | 3939 | unknown
212320 | MNVL | PJM | 229 | 69 | 236 | 3940 | unknown
212321 | MNVL | PJM | 229 | 12.47 | 236 | 3940 | unknown
212328 | MUNC 2 | PJM | 229 | 12.47 | 236 | 3941 | unknown
212329 | MUNC 2 | PJM | 229 | 69 | 236 | 3941 | unknown
212331 | MUNC 1 | PJM | 229 | 69 | 236 | 3941 | unknown
212332 | MUNC 1 | PJM | 229 | 12.47 | 236 | 3941 | unknown
212333 | NAGY | PJM | 229 | 69 | 236 | 3942 | unknown
212334 | NECO 1 | PJM | 229 | 69 | 236 | 3942 | unknown
212335 | NECO 1 | PJM | 229 | 12.47 | 236 | 3942 | unknown
212336 | NECO 2 | PJM | 229 | 12.47 | 236 | 3942 | unknown
212354 | NAGY TP1 | PJM | 229 | 69 | 236 | 3942 | unknown
212357 | NAGY TP2 | PJM | 229 | 69 | 236 | 3942 | unknown
212365 | NECO 2 | PJM | 229 | 69 | 236 | 3942 | unknown
212340 | PATRIOT | PJM | 229 | 230 | 232 | 3943 | known |  | 41.201 | -76.8865
212369 | PATRIOT 1 | PJM | 229 | 23 | 233 | 3943 | known
212370 | PATRIOT 2 | PJM | 229 | 23 | 233 | 3943 | known
212342 | ORWI | PJM | 229 | 69 | 239 | 3944 | unknown
212343 | ORWI 1 | PJM | 229 | 12.47 | 239 | 3944 | unknown
212346 | ORWI 2 | PJM | 229 | 12.47 | 239 | 3944 | unknown
212344 | PENS | PJM | 229 | 69 | 236 | 3945 | unknown |  |  |  | 40.8362 | -76.8277 | 3252 | 40.8362 | -76.8277 | 3252
212345 | PENS | PJM | 229 | 12.47 | 236 | 3945 | unknown |  |  |  | 40.8362 | -76.8277 | 3252 | 40.8362 | -76.8277 | 3252
212347 | PIGR | PJM | 229 | 69 | 239 | 3946 | unknown
212348 | PIGR | PJM | 229 | 12.47 | 239 | 3946 | unknown
212355 | POIN 1 | PJM | 229 | 12.47 | 236 | 3947 | unknown |  |  |  | 40.8362 | -76.8277 | 3252 | 40.8362 | -76.8277 | 3252
212356 | POIN 1 | PJM | 229 | 69 | 236 | 3947 | unknown |  |  |  | 40.8362 | -76.8277 | 3252 | 40.8362 | -76.8277 | 3252
212358 | POIN 2 | PJM | 229 | 69 | 236 | 3947 | unknown |  |  |  | 40.8362 | -76.8277 | 3252 | 40.8362 | -76.8277 | 3252
212359 | POIN 2 | PJM | 229 | 12.47 | 236 | 3947 | unknown |  |  |  | 40.8362 | -76.8277 | 3252 | 40.8362 | -76.8277 | 3252
212361 | POCA | PJM | 229 | 69 | 239 | 3948 | unknown
212362 | POCA | PJM | 229 | 12.47 | 239 | 3948 | unknown
212377 | REED | PJM | 229 | 69 | 239 | 3949 | unknown
212378 | REED | PJM | 229 | 12.47 | 239 | 3949 | unknown
212380 | RENO | PJM | 229 | 69 | 236 | 3950 | unknown
212381 | RENO | PJM | 229 | 12.47 | 236 | 3950 | unknown
212389 | RING | PJM | 229 | 12.47 | 239 | 3951 | unknown
212390 | RING | PJM | 229 | 69 | 239 | 3951 | unknown
212395 | ROHR | PJM | 229 | 69 | 236 | 3952 | unknown
212396 | ROHR | PJM | 229 | 12.47 | 236 | 3952 | unknown
212483 | BENT TP | PJM | 229 | 69 | 236 | 3952 | unknown
212401 | SALE | PJM | 229 | 69 | 236 | 3953 | unknown
212402 | SALE | PJM | 229 | 12.47 | 236 | 3953 | unknown
212414 | SCH HAVN | PJM | 229 | 12.47 | 239 | 3954 | unknown
212430 | SCHA 1 | PJM | 229 | 69 | 239 | 3954 | unknown
212431 | SCHA 2 | PJM | 229 | 69 | 239 | 3954 | unknown
212415 | SCOT 1 | PJM | 229 | 12.47 | 236 | 3955 | unknown
212416 | SCOT 2 | PJM | 229 | 12.47 | 236 | 3955 | unknown
212417 | SCOT 2 | PJM | 229 | 69 | 236 | 3955 | unknown
212419 | SCOT 1 | PJM | 229 | 69 | 236 | 3955 | unknown
212420 | SELI | PJM | 229 | 12.47 | 236 | 3956 | unknown |  |  |  | 40.8362 | -76.8277 | 3252 | 40.8362 | -76.8277 | 3252
212422 | SELI | PJM | 229 | 69 | 236 | 3956 | unknown |  |  |  | 40.8362 | -76.8277 | 3252 | 40.8362 | -76.8277 | 3252
212311 | CGRA TP | PJM | 229 | 69 | 236 | 3957 | unknown | [6 empty] | 40.8362 | -76.8277 | 3252
212433 | SMIL 1 | PJM | 229 | 69 | 236 | 3957 | unknown | [6 empty] | 40.8362 | -76.8277 | 3252
212434 | SMIL 2 | PJM | 229 | 69 | 236 | 3957 | unknown | [6 empty] | 40.8362 | -76.8277 | 3252
212435 | SMIL | PJM | 229 | 12.47 | 236 | 3957 | unknown | [6 empty] | 40.8362 | -76.8277 | 3252
212437 | SWIL | PJM | 229 | 69 | 236 | 3958 | unknown
212438 | SWIL TP1 | PJM | 229 | 69 | 236 | 3958 | unknown
212439 | SWIL TP2 | PJM | 229 | 69 | 236 | 3958 | unknown
212440 | SWIL | PJM | 229 | 12.47 | 236 | 3958 | unknown
212456 | TUSC | PJM | 229 | 69 | 239 | 3959 | unknown
212457 | TUSC | PJM | 229 | 12.47 | 239 | 3959 | unknown
212465 | WATS TP2 | PJM | 229 | 69 | 236 | 3960 | unknown
212466 | WATS TP1 | PJM | 229 | 69 | 236 | 3960 | unknown
212467 | WATS | PJM | 229 | 69 | 236 | 3960 | unknown
212468 | WATS | PJM | 229 | 12.47 | 236 | 3960 | unknown
212470 | WBER | PJM | 229 | 69 | 236 | 3961 | unknown
212471 | WBER | PJM | 229 | 12.47 | 236 | 3961 | unknown
212474 | WBLO | PJM | 229 | 69 | 236 | 3962 | unknown
212475 | WBLO 1 | PJM | 229 | 12.47 | 236 | 3962 | unknown
212476 | WBLO 2 | PJM | 229 | 12.47 | 236 | 3962 | unknown
212001 | ALCA | PJM | 229 | 69 | 236 | 3963 | unknown
212477 | WWIL 1 | PJM | 229 | 69 | 236 | 3963 | unknown
212478 | WWIL 2 | PJM | 229 | 69 | 236 | 3963 | unknown
212479 | WWIL | PJM | 229 | 12.47 | 236 | 3963 | unknown
212497 | WOOL | PJM | 229 | 69 | 236 | 3964 | unknown
212498 | WOOL | PJM | 229 | 12.47 | 236 | 3964 | unknown
212168 | GRST TP1 | PJM | 229 | 69 | 236 | 3965 | unknown
212169 | GRST TP2 | PJM | 229 | 69 | 236 | 3965 | unknown
212819 | GRST | PJM | 229 | 69 | 236 | 3965 | unknown
212820 | GRST | PJM | 229 | 12.47 | 236 | 3965 | unknown
213400 | COVANTA DELA | PJM | 230 | 13.8 | 244 | 3966 | unknown | [5 empty] | 4497 |  |  | 4497
213559 | DELCOTAP | PJM | 230 | 230 | 241 | 3966 | unknown | [5 empty] | 4497 |  |  | 4497
213401 | AMTRAK01 | PJM | 230 | 69 | 242 | 3967 | unknown
213402 | AMTRAK01 | PJM | 230 | 13.8 | 246 | 3967 | unknown
213403 | AMTRAK02 | PJM | 230 | 69 | 242 | 3967 | unknown
213404 | AMTRAK02 | PJM | 230 | 13.8 | 246 | 3967 | unknown
213405 | AMTRAK03 | PJM | 230 | 13.8 | 246 | 3967 | unknown
213406 | AMTRAK04 | PJM | 230 | 13.8 | 246 | 3967 | unknown
213407 | AMTRAK05 | PJM | 230 | 13.8 | 246 | 3967 | unknown
213408 | ANGORA | PJM | 230 | 69 | 242 | 3968 | unknown | [8 empty] | 4008
213409 | ANGORA | PJM | 230 | 13.8 | 243 | 3968 | unknown | [8 empty] | 4008
213410 | ANGORA2 | PJM | 230 | 69 | 242 | 3968 | unknown | [8 empty] | 4008
213412 | BALA | PJM | 230 | 230 | 241 | 3969 | unknown | [6 empty] | 40.1715 | -75.3101 | 3246
213413 | BALA | PJM | 230 | 13.8 | 249 | 3969 | unknown | [6 empty] | 40.1715 | -75.3101 | 3246
213414 | BALA2 | PJM | 230 | 230 | 241 | 3969 | unknown | [6 empty] | 40.1715 | -75.3101 | 3246
213415 | BARB AB | PJM | 230 | 35 | 248 | 3970 | unknown | [6 empty] | 40.1715 | -75.3101 | 3246
213416 | BARB CD | PJM | 230 | 35 | 248 | 3970 | unknown | [6 empty] | 40.1715 | -75.3101 | 3246
213417 | BARBADO4 | PJM | 230 | 230 | 241 | 3970 | unknown | [6 empty] | 40.1715 | -75.3101 | 3246
213418 | BARBADOS | PJM | 230 | 230 | 241 | 3970 | unknown | [6 empty] | 40.1715 | -75.3101 | 3246
213420 | BETZWOO2 | PJM | 230 | 230 | 241 | 3971 | unknown | [6 empty] | 40.2207 | -75.5827 | 3255
213421 | BETZWOO2 | PJM | 230 | 35 | 247 | 3971 | unknown | [6 empty] | 40.2207 | -75.5827 | 3255
213422 | BETZWOOD | PJM | 230 | 230 | 241 | 3971 | unknown | [6 empty] | 40.2207 | -75.5827 | 3255
213423 | BETZWOOD | PJM | 230 | 35 | 247 | 3971 | unknown | [6 empty] | 40.2207 | -75.5827 | 3255
213424 | BILESISL | PJM | 230 | 69 | 244 | 3972 | unknown | [5 empty] | 4218 |  |  | 4218
214006 | STEEL TAP | PJM | 230 | 138 | 241 | 3972 | unknown | [5 empty] | 4218 |  |  | 4218
214207 | BILESTP27 | PJM | 230 | 138 | 241 | 3972 | unknown | [5 empty] | 4218 |  |  | 4218
214208 | BILES1 | PJM | 230 | 138 | 241 | 3972 | unknown | [5 empty] | 4218 |  |  | 4218
214209 | BILESTP38 | PJM | 230 | 138 | 241 | 3972 | unknown | [5 empty] | 4218 |  |  | 4218
214305 | BILES2 | PJM | 230 | 138 | 241 | 3972 | unknown | [5 empty] | 4218 |  |  | 4218
213427 | BL GRASS | PJM | 230 | 138 | 241 | 3973 | unknown
213429 | BLGRASS1 | PJM | 230 | 138 | 241 | 3973 | unknown
213430 | BLGRASS2 | PJM | 230 | 138 | 241 | 3973 | unknown
213431 | BLGRASS3 | PJM | 230 | 138 | 241 | 3973 | unknown
213432 | BLGRS1-3 | PJM | 230 | 13.8 | 243 | 3973 | unknown
213433 | BLGRS4-6 | PJM | 230 | 13.8 | 243 | 3973 | unknown
213435 | BRADFORD | PJM | 230 | 138 | 241 | 3974 | unknown
213436 | BRADFR12 | PJM | 230 | 230 | 241 | 3974 | unknown
213437 | BRADFR13 | PJM | 230 | 230 | 241 | 3974 | unknown
213438 | BRADFRD1 | PJM | 230 | 230 | 241 | 3974 | unknown
213439 | BRADFRD1 | PJM | 230 | 35 | 247 | 3974 | unknown
213440 | BRADFRD2 | PJM | 230 | 230 | 241 | 3974 | unknown
213441 | BRADFRD2 | PJM | 230 | 35 | 247 | 3974 | unknown
214103 | BRADFRDM | PJM | 230 | 230 | 241 | 3974 | unknown
214150 | BRAD6 TER | PJM | 230 | 13.8 | 244 | 3974 | unknown
1000695 | STR_PT_XF_695 | PJM | 230 | 1 | 241 | 3974 | unknown
213442 | BRHLM1-2 | PJM | 230 | 13.8 | 243 | 3975 | unknown
213443 | BRHLM3-4 | PJM | 230 | 13.8 | 243 | 3975 | unknown
213444 | BRHLM5-6 | PJM | 230 | 13.8 | 243 | 3975 | unknown
213458 | BURHOLM2 | PJM | 230 | 69 | 242 | 3975 | unknown
213459 | BURHOLME | PJM | 230 | 69 | 242 | 3975 | unknown
213445 | BRYNMAW2 | PJM | 230 | 138 | 241 | 3976 | unknown | [6 empty] | 40.1715 | -75.3101 | 3246
213446 | BRYNMAWR | PJM | 230 | 138 | 241 | 3976 | unknown | [6 empty] | 40.1715 | -75.3101 | 3246
213447 | BRYNMAWR | PJM | 230 | 13.8 | 249 | 3976 | unknown | [6 empty] | 40.1715 | -75.3101 | 3246
213448 | BRYNMWR1 | PJM | 230 | 35 | 248 | 3976 | unknown | [6 empty] | 40.1715 | -75.3101 | 3246
213449 | BRYNMWR2 | PJM | 230 | 35 | 248 | 3976 | unknown | [6 empty] | 40.1715 | -75.3101 | 3246
213450 | BRYNMWR3 | PJM | 230 | 35 | 248 | 3976 | unknown | [6 empty] | 40.1715 | -75.3101 | 3246
216166 | 7900_BRYNMWR | PJM | 230 | 35 | 248 | 3976 | unknown | [6 empty] | 40.1715 | -75.3101 | 3246
216167 | 8400_BRYNMWR | PJM | 230 | 35 | 248 | 3976 | unknown | [6 empty] | 40.1715 | -75.3101 | 3246
213451 | BUCKNG12 | PJM | 230 | 230 | 241 | 3977 | unknown | [5 empty] | 3500 |  |  | 3500
213452 | BUCKNGH2 | PJM | 230 | 230 | 241 | 3977 | unknown | [5 empty] | 3500 |  |  | 3500
213453 | BUCKNGHM | PJM | 230 | 230 | 241 | 3977 | unknown | [5 empty] | 3500 |  |  | 3500
213454 | BUCKNGM1 | PJM | 230 | 35 | 247 | 3977 | unknown | [5 empty] | 3500 |  |  | 3500
213455 | BUCKNGM2 | PJM | 230 | 35 | 247 | 3977 | unknown | [5 empty] | 3500 |  |  | 3500
213456 | BUCKNGM4 | PJM | 230 | 35 | 247 | 3977 | unknown | [5 empty] | 3500 |  |  | 3500
213457 | BUCKNGM5 | PJM | 230 | 35 | 247 | 3977 | unknown | [5 empty] | 3500 |  |  | 3500
213460 | BYB17 | PJM | 230 | 13.8 | 243 | 3978 | unknown | [8 empty] | 3997
213461 | BYB1720 | PJM | 230 | 138 | 241 | 3978 | unknown | [8 empty] | 3997
213462 | BYB1821 | PJM | 230 | 138 | 241 | 3978 | unknown | [8 empty] | 3997
213463 | BYB19 | PJM | 230 | 138 | 241 | 3978 | unknown | [8 empty] | 3997
213464 | BYB20 | PJM | 230 | 13.8 | 243 | 3978 | unknown | [8 empty] | 3997
213465 | BYBERRY | PJM | 230 | 230 | 241 | 3978 | unknown | [8 empty] | 3997
213466 | BYBERRY | PJM | 230 | 138 | 241 | 3978 | unknown | [8 empty] | 3997
213467 | BYBERRY | PJM | 230 | 69 | 242 | 3978 | unknown | [8 empty] | 3997
213468 | BYBERRY | PJM | 230 | 35 | 248 | 3978 | unknown | [8 empty] | 3997
214080 | BYB18 | PJM | 230 | 13.8 | 243 | 3978 | unknown | [8 empty] | 3997
214081 | BYB19 | PJM | 230 | 13.8 | 243 | 3978 | unknown | [8 empty] | 3997
214082 | BYB21 | PJM | 230 | 13.8 | 243 | 3978 | unknown | [8 empty] | 3997
214151 | BYB6 TER | PJM | 230 | 13.8 | 244 | 3978 | unknown | [8 empty] | 3997
214152 | BYB3 TER | PJM | 230 | 13.8 | 244 | 3978 | unknown | [8 empty] | 3997
214153 | BYB4 TER | PJM | 230 | 13.8 | 244 | 3978 | unknown | [8 empty] | 3997
1000696 | STR_PT_XF_696 | PJM | 230 | 1 | 241 | 3978 | unknown | [8 empty] | 3997
1000697 | STR_PT_XF_697 | PJM | 230 | 1 | 241 | 3978 | unknown | [8 empty] | 3997
1000698 | STR_PT_XF_698 | PJM | 230 | 1 | 241 | 3978 | unknown | [8 empty] | 3997
213469 | CALWH1-3 | PJM | 230 | 13.8 | 243 | 3979 | unknown | [8 empty] | 3995
213470 | CALWH4-6 | PJM | 230 | 13.8 | 243 | 3979 | unknown | [8 empty] | 3995
213471 | CALWH7-9 | PJM | 230 | 13.8 | 243 | 3979 | unknown | [8 empty] | 3995
213472 | CALWHL04 | PJM | 230 | 138 | 241 | 3979 | unknown | [8 empty] | 3995
213473 | CALWHL06 | PJM | 230 | 138 | 241 | 3979 | unknown | [8 empty] | 3995
213474 | CALWHL08 | PJM | 230 | 138 | 241 | 3979 | unknown | [8 empty] | 3995
213475 | CDRBK1-2 | PJM | 230 | 13.8 | 243 | 3980 | unknown | [6 empty] | 40.1715 | -75.3101 | 3246
213476 | CDRBK3-4 | PJM | 230 | 13.8 | 243 | 3980 | unknown | [6 empty] | 40.1715 | -75.3101 | 3246
213477 | CEDARBR2 | PJM | 230 | 69 | 242 | 3980 | unknown | [6 empty] | 40.1715 | -75.3101 | 3246
213478 | CEDARBRK | PJM | 230 | 69 | 242 | 3980 | unknown | [6 empty] | 40.1715 | -75.3101 | 3246
213480 | CHESTAB2 | PJM | 230 | 13.8 | 246 | 3981 | unknown | [8 empty] | 3995
213481 | CHESTER | PJM | 230 | 35 | 248 | 3981 | unknown | [8 empty] | 3995
213482 | CHESTR E52 | PJM | 230 | 69 | 242 | 3981 | unknown | [8 empty] | 3995
213483 | CHESTR W | PJM | 230 | 69 | 242 | 3981 | unknown | [8 empty] | 3995
213484 | CHESTRAB | PJM | 230 | 13.8 | 246 | 3981 | unknown | [8 empty] | 3995
213485 | CHESTRCD | PJM | 230 | 13.8 | 246 | 3981 | unknown | [8 empty] | 3995
213486 | CHESTRW2 | PJM | 230 | 69 | 242 | 3981 | unknown | [8 empty] | 3995
214298 | CHESTR ETIE | PJM | 230 | 69 | 242 | 3981 | unknown | [8 empty] | 3995
214299 | CHESTR E59 | PJM | 230 | 69 | 242 | 3981 | unknown | [8 empty] | 3995
214300 | CHESTR E52T | PJM | 230 | 69 | 242 | 3981 | unknown | [8 empty] | 3995
213488 | CHICH3-5 | PJM | 230 | 13.8 | 249 | 3982 | known
213489 | CHICHST1 | PJM | 230 | 230 | 241 | 3982 | known |  | 39.8293 | -75.4175
213490 | CHICHST2 | PJM | 230 | 230 | 241 | 3982 | known
214154 | CHI9A TER | PJM | 230 | 13.8 | 244 | 3982 | known
214203 | CHICHST1 | PJM | 230 | 138 | 241 | 3982 | known
214204 | CHI9B TER | PJM | 230 | 13.8 | 244 | 3982 | known
1000700 | STR_PT_XF_700 | PJM | 230 | 1 | 241 | 3982 | known
1000701 | STR_PT_XF_701 | PJM | 230 | 1 | 241 | 3982 | known
213494 | CHINA | PJM | 230 | 35 | 247 | 3983 | unknown | [5 empty] | 3997 |  |  | 3997
213495 | CHINATP | PJM | 230 | 230 | 241 | 3983 | unknown | [5 empty] | 3997 |  |  | 3997
213498 | CLAY | PJM | 230 | 230 | 241 | 3984 | unknown
213499 | CLAY | PJM | 230 | 35 | 247 | 3984 | unknown
213500 | CLAYNEW | PJM | 230 | 230 | 241 | 3984 | unknown
213505 | COCHRNVL | PJM | 230 | 230 | 241 | 3985 | unknown |  |  |  | 39.7609 | -76.2689 | 3244 | 39.7609 | -76.2689 | 3244
213506 | COCHRNVL | PJM | 230 | 35 | 247 | 3985 | unknown |  |  |  | 39.7609 | -76.2689 | 3244 | 39.7609 | -76.2689 | 3244
213508 | CON10-11 | PJM | 230 | 13.8 | 244 | 3986 | unknown
213514 | CONOW1-2 | PJM | 230 | 13.8 | 244 | 3986 | unknown
213515 | CONOW3-4 | PJM | 230 | 13.8 | 244 | 3986 | unknown
213516 | CONOW5-6 | PJM | 230 | 13.8 | 244 | 3986 | unknown
213517 | CONOW7 | PJM | 230 | 13.8 | 244 | 3986 | unknown
213518 | CONOW8-9 | PJM | 230 | 13.8 | 244 | 3986 | unknown
213519 | CONOWG01 | PJM | 230 | 230 | 241 | 3986 | unknown
213520 | CONOWG03 | PJM | 230 | 230 | 241 | 3986 | unknown
213964 | SUSQ 12 | PJM | 230 | 35 | 247 | 3986 | unknown
231417 | SUSQ10 | PJM | 235 | 35 | 289 | 3986 | unknown
213509 | CONCORD | PJM | 230 | 230 | 241 | 3987 | unknown | [8 empty] | 3982
213510 | CONCORD1 | PJM | 230 | 35 | 248 | 3987 | unknown | [8 empty] | 3982
213511 | CONCORD2 | PJM | 230 | 35 | 248 | 3987 | unknown | [8 empty] | 3982
213512 | CONCORD4 | PJM | 230 | 230 | 241 | 3987 | unknown | [8 empty] | 3982
213513 | CONCORD6 | PJM | 230 | 230 | 241 | 3987 | unknown | [8 empty] | 3982
213521 | CROMBY | PJM | 230 | 138 | 241 | 3988 | unknown |  |  |  | 40.2207 | -75.5827 | 3255 | 40.2207 | -75.5827 | 3255
213522 | CROMBY | PJM | 230 | 35 | 247 | 3988 | unknown |  |  |  | 40.2207 | -75.5827 | 3255 | 40.2207 | -75.5827 | 3255
213525 | CROMBY 5 | PJM | 230 | 230 | 241 | 3988 | unknown |  |  |  | 40.2207 | -75.5827 | 3255 | 40.2207 | -75.5827 | 3255
213526 | CROMBY 6 | PJM | 230 | 230 | 241 | 3988 | unknown |  |  |  | 40.2207 | -75.5827 | 3255 | 40.2207 | -75.5827 | 3255
213527 | CROMBY3 | PJM | 230 | 69 | 242 | 3988 | unknown |  |  |  | 40.2207 | -75.5827 | 3255 | 40.2207 | -75.5827 | 3255
213528 | CROMBY4 | PJM | 230 | 69 | 242 | 3988 | unknown |  |  |  | 40.2207 | -75.5827 | 3255 | 40.2207 | -75.5827 | 3255
214157 | CROMBY5 TER | PJM | 230 | 13.8 | 244 | 3988 | unknown |  |  |  | 40.2207 | -75.5827 | 3255 | 40.2207 | -75.5827 | 3255
214158 | CROMBY6 TER | PJM | 230 | 13.8 | 244 | 3988 | unknown |  |  |  | 40.2207 | -75.5827 | 3255 | 40.2207 | -75.5827 | 3255
214159 | CROMBY3 TER | PJM | 230 | 13.8 | 244 | 3988 | unknown |  |  |  | 40.2207 | -75.5827 | 3255 | 40.2207 | -75.5827 | 3255
214160 | CROMBY4 TER | PJM | 230 | 13.8 | 244 | 3988 | unknown |  |  |  | 40.2207 | -75.5827 | 3255 | 40.2207 | -75.5827 | 3255
1000703 | STR_PT_XF_703 | PJM | 230 | 1 | 241 | 3988 | unknown |  |  |  | 40.2207 | -75.5827 | 3255 | 40.2207 | -75.5827 | 3255
1000704 | STR_PT_XF_704 | PJM | 230 | 1 | 241 | 3988 | unknown |  |  |  | 40.2207 | -75.5827 | 3255 | 40.2207 | -75.5827 | 3255
1000705 | STR_PT_XF_705 | PJM | 230 | 1 | 241 | 3988 | unknown |  |  |  | 40.2207 | -75.5827 | 3255 | 40.2207 | -75.5827 | 3255
1000706 | STR_PT_XF_706 | PJM | 230 | 1 | 241 | 3988 | unknown |  |  |  | 40.2207 | -75.5827 | 3255 | 40.2207 | -75.5827 | 3255
213535 | CROYDN11 | PJM | 230 | 13.8 | 244 | 3989 | unknown | [5 empty] | 4133 |  |  | 4133
213536 | CROYDN12 | PJM | 230 | 13.8 | 244 | 3989 | unknown | [5 empty] | 4133 |  |  | 4133
213537 | CROYDN21 | PJM | 230 | 13.8 | 244 | 3989 | unknown | [5 empty] | 4133 |  |  | 4133
213538 | CROYDN22 | PJM | 230 | 13.8 | 244 | 3989 | unknown | [5 empty] | 4133 |  |  | 4133
213539 | CROYDN31 | PJM | 230 | 13.8 | 244 | 3989 | unknown | [5 empty] | 4133 |  |  | 4133
213540 | CROYDN32 | PJM | 230 | 13.8 | 244 | 3989 | unknown | [5 empty] | 4133 |  |  | 4133
213541 | CROYDN41 | PJM | 230 | 13.8 | 244 | 3989 | unknown | [5 empty] | 4133 |  |  | 4133
213542 | CROYDN42 | PJM | 230 | 13.8 | 244 | 3989 | unknown | [5 empty] | 4133 |  |  | 4133
213543 | CROYDON30 | PJM | 230 | 230 | 241 | 3989 | unknown | [5 empty] | 4133 |  |  | 4133
213544 | CROYDON | PJM | 230 | 13.8 | 249 | 3989 | unknown | [5 empty] | 4133 |  |  | 4133
214268 | CROYDON1T | PJM | 230 | 230 | 241 | 3989 | unknown | [5 empty] | 4133 |  |  | 4133
214269 | CROYDONCT | PJM | 230 | 230 | 241 | 3989 | unknown | [5 empty] | 4133 |  |  | 4133
214270 | CROYDON55 | PJM | 230 | 230 | 241 | 3989 | unknown | [5 empty] | 4133 |  |  | 4133
214271 | CROYDON3T | PJM | 230 | 230 | 241 | 3989 | unknown | [5 empty] | 4133 |  |  | 4133
214272 | CROYDON54 | PJM | 230 | 230 | 241 | 3989 | unknown | [5 empty] | 4133 |  |  | 4133
1000744 | STR_PT_XF_744 | PJM | 230 | 1 | 241 | 3989 | unknown | [5 empty] | 4133 |  |  | 4133
1000745 | STR_PT_XF_745 | PJM | 230 | 1 | 241 | 3989 | unknown | [5 empty] | 4133 |  |  | 4133
1000746 | STR_PT_XF_746 | PJM | 230 | 1 | 241 | 3989 | unknown | [5 empty] | 4133 |  |  | 4133
1000747 | STR_PT_XF_747 | PJM | 230 | 1 | 241 | 3989 | unknown | [5 empty] | 4133 |  |  | 4133
213545 | CRSCNTV1 | PJM | 230 | 138 | 241 | 3990 | unknown
213546 | CRSCNTV2 | PJM | 230 | 138 | 241 | 3990 | unknown
213547 | CRSCNTV3 | PJM | 230 | 138 | 241 | 3990 | unknown
213548 | CRSCNTVL | PJM | 230 | 138 | 241 | 3990 | unknown
213549 | CRSVL1-2 | PJM | 230 | 13.8 | 243 | 3990 | unknown
213550 | CRSVL3-4 | PJM | 230 | 13.8 | 243 | 3990 | unknown
213551 | CRSVL5-7 | PJM | 230 | 13.8 | 243 | 3990 | unknown
213552 | DALEVLL2 | PJM | 230 | 35 | 247 | 3991 | unknown
213553 | DALEVLLE | PJM | 230 | 230 | 241 | 3991 | unknown
213554 | DALEVLLE | PJM | 230 | 35 | 247 | 3991 | unknown
213556 | DELAWARE | PJM | 230 | 69 | 242 | 3992 | unknown
213557 | DELAWRDR | PJM | 230 | 13.8 | 243 | 3992 | unknown
213981 | TUNA | PJM | 230 | 138 | 241 | 3992 | unknown
213982 | TUNA4T | PJM | 230 | 69 | 242 | 3992 | unknown
213983 | TUNA | PJM | 230 | 13.8 | 243 | 3992 | unknown
214188 | TUNA4 TER | PJM | 230 | 13.8 | 244 | 3992 | unknown
214278 | TUNA3T | PJM | 230 | 69 | 242 | 3992 | unknown
214279 | TUNA36 | PJM | 230 | 69 | 242 | 3992 | unknown
214280 | TUNA1T | PJM | 230 | 69 | 242 | 3992 | unknown
214281 | TUNA38 | PJM | 230 | 69 | 242 | 3992 | unknown
214282 | TUNA2T | PJM | 230 | 69 | 242 | 3992 | unknown
1000736 | STR_PT_XF_736 | PJM | 230 | 1 | 241 | 3992 | unknown
213562 | EAGLE | PJM | 230 | 69 | 242 | 3993 | unknown | [6 empty] | 40.2207 | -75.5827 | 3255
213563 | EAGLE | PJM | 230 | 35 | 247 | 3993 | unknown | [6 empty] | 40.2207 | -75.5827 | 3255
213564 | EAGLE2 | PJM | 230 | 69 | 242 | 3993 | unknown | [6 empty] | 40.2207 | -75.5827 | 3255
213565 | EDDINGT6 | PJM | 230 | 230 | 241 | 3994 | unknown
213566 | EDDINGTN | PJM | 230 | 230 | 241 | 3994 | unknown
213567 | EDDINGTN | PJM | 230 | 13.8 | 249 | 3994 | unknown
213569 | EDDY50 | PJM | 230 | 138 | 241 | 3995 | known
213570 | EDDY70 | PJM | 230 | 138 | 241 | 3995 | known
213575 | EDDYST10 | PJM | 230 | 13.8 | 244 | 3995 | known
213577 | EDDYST20 | PJM | 230 | 13.8 | 244 | 3995 | known
213578 | EDDYSTAP | PJM | 230 | 69 | 242 | 3995 | known
213579 | EDDYSTN | PJM | 230 | 230 | 241 | 3995 | known
213580 | EDDYSTN | PJM | 230 | 69 | 242 | 3995 | known
213581 | EDDYSTN | PJM | 230 | 13.8 | 249 | 3995 | known
213582 | EDDYSTN1 | PJM | 230 | 138 | 241 | 3995 | known
213584 | EDDYSTN2 | PJM | 230 | 138 | 241 | 3995 | known
213586 | EDDYSTN3 | PJM | 230 | 230 | 241 | 3995 | known |  | 39.8601 | -75.3273
213587 | EDDYSTN3 | PJM | 230 | 24 | 244 | 3995 | known
213588 | EDDYSTN4 | PJM | 230 | 230 | 241 | 3995 | known |  | 39.8601 | -75.3273
213589 | EDDYSTN4 | PJM | 230 | 24 | 244 | 3995 | known
213590 | EDY30-40 | PJM | 230 | 13.8 | 244 | 3995 | known
213738 | LIBE_CT1 | PJM | 230 | 18 | 244 | 3995 | known
213739 | LIBE_CT2 | PJM | 230 | 18 | 244 | 3995 | known
213740 | LIBE_ST1 | PJM | 230 | 18 | 244 | 3995 | known
213912 | PRINTZ83 | PJM | 230 | 230 | 241 | 3995 | known |  | 39.8924 | -75.3159
214161 | EDDY5 TER | PJM | 230 | 13.8 | 244 | 3995 | known
214193 | EDDY8 TER | PJM | 230 | 13.8 | 244 | 3995 | known
214212 | EDDYTER9 | PJM | 230 | 13.8 | 241 | 3995 | known
214283 | PRINTZ46 | PJM | 230 | 230 | 241 | 3995 | known
214284 | PRINTZ81 | PJM | 230 | 230 | 241 | 3995 | known |  | 39.8924 | -75.3159
214285 | PRINTZ78 | PJM | 230 | 230 | 241 | 3995 | known
214286 | PRINTZ82 | PJM | 230 | 230 | 241 | 3995 | known |  | 39.8924 | -75.3159
1000707 | STR_PT_XF_707 | PJM | 230 | 1 | 241 | 3995 | known
1000708 | STR_PT_XF_708 | PJM | 230 | 1 | 241 | 3995 | known
1000709 | STR_PT_XF_709 | PJM | 230 | 1 | 241 | 3995 | known
213593 | ELMWOOD | PJM | 230 | 230 | 241 | 3996 | unknown | [5 empty] | 4008 |  |  | 4008
213594 | ELMWOOD | PJM | 230 | 13.8 | 243 | 3996 | unknown | [5 empty] | 4008 |  |  | 4008
213595 | ELMWOOD8 | PJM | 230 | 230 | 241 | 3996 | unknown | [5 empty] | 4008 |  |  | 4008
213596 | EMILIE | PJM | 230 | 138 | 241 | 3997 | known
213597 | EMILIE | PJM | 230 | 13.8 | 249 | 3997 | known
213598 | EMILIE 5 | PJM | 230 | 35 | 248 | 3997 | known
213599 | EMILIE 6 | PJM | 230 | 35 | 248 | 3997 | known
213600 | EMILIE2 | PJM | 230 | 138 | 241 | 3997 | known
213601 | EMILIE7 | PJM | 230 | 230 | 241 | 3997 | known |  | 40.1447 | -74.8456
213602 | EMILIE75 | PJM | 230 | 230 | 241 | 3997 | known
213603 | EMILIE8 | PJM | 230 | 230 | 241 | 3997 | known
213604 | EMILIE9 | PJM | 230 | 230 | 241 | 3997 | known |  | 40.1447 | -74.8456
213605 | EMILIE96 | PJM | 230 | 230 | 241 | 3997 | known
214162 | EMILIE7 TER | PJM | 230 | 13.8 | 244 | 3997 | known
214163 | EMILIE8 TER | PJM | 230 | 13.8 | 244 | 3997 | known
214210 | EMILIE1 | PJM | 230 | 138 | 241 | 3997 | known
214211 | EMILIE9TER | PJM | 230 | 13.8 | 244 | 3997 | known
1000710 | STR_PT_XF_710 | PJM | 230 | 1 | 241 | 3997 | known
1000711 | STR_PT_XF_711 | PJM | 230 | 1 | 241 | 3997 | known
1000712 | STR_PT_XF_712 | PJM | 230 | 1 | 241 | 3997 | known
213606 | FAIRLESS | PJM | 230 | 13.8 | 244 | 3998 | unknown | [5 empty] | 3997 |  |  | 3997
213926 | ROLNGMLL_B | PJM | 230 | 138 | 241 | 3998 | unknown | [5 empty] | 3997 |  |  | 3997
213927 | ROLNGMLL | PJM | 230 | 69 | 244 | 3998 | unknown | [5 empty] | 3997 |  |  | 3997
214226 | AIRGAS | PJM | 230 | 13.8 | 246 | 3998 | unknown | [5 empty] | 3997 |  |  | 3997
214229 | ROLNGMLL_A | PJM | 230 | 138 | 241 | 3998 | unknown | [5 empty] | 3997 |  |  | 3997
213607 | FALL342 | PJM | 230 | 35 | 247 | 3999 | unknown | [8 empty] | 3997
213878 | PENNSBRY | PJM | 230 | 4 | 244 | 3999 | unknown | [8 empty] | 3997
214067 | T20SOLAR | PJM | 230 | 0.48 | 244 | 3999 | unknown | [8 empty] | 3997
213608 | FALLS | PJM | 230 | 138 | 241 | 4000 | unknown | [5 empty] | 3997 |  |  | 3997
213609 | FALLS 1 | PJM | 230 | 35 | 247 | 4000 | unknown | [5 empty] | 3997 |  |  | 3997
213610 | FALLS 2 | PJM | 230 | 35 | 247 | 4000 | unknown | [5 empty] | 3997 |  |  | 3997
213611 | FALLS1-3 | PJM | 230 | 13.8 | 244 | 4000 | unknown | [5 empty] | 3997 |  |  | 3997
213612 | FALLS2 | PJM | 230 | 138 | 241 | 4000 | unknown | [5 empty] | 3997 |  |  | 3997
213613 | FLINT | PJM | 230 | 230 | 241 | 4001 | unknown | [6 empty] | 40.1715 | -75.3101 | 3246
213614 | FLINT | PJM | 230 | 13.8 | 249 | 4001 | unknown | [6 empty] | 40.1715 | -75.3101 | 3246
213615 | FLINT9 | PJM | 230 | 230 | 241 | 4001 | unknown | [6 empty] | 40.1715 | -75.3101 | 3246
213616 | FORDACT1 | PJM | 230 | 18 | 244 | 4002 | known
213617 | FORDACT2 | PJM | 230 | 18 | 244 | 4002 | known
213618 | FORDAST1 | PJM | 230 | 18 | 244 | 4002 | known
213623 | FORDML91 | PJM | 230 | 230 | 241 | 4002 | known |  | 40.1493 | -74.8318
213619 | FORDBCT1 | PJM | 230 | 18 | 244 | 4003 | known
213620 | FORDBCT2 | PJM | 230 | 18 | 244 | 4003 | known
213621 | FORDBST1 | PJM | 230 | 18 | 244 | 4003 | known
213622 | FORDML90 | PJM | 230 | 230 | 241 | 4003 | known |  | 40.1493 | -74.8318
213624 | FOULK | PJM | 230 | 230 | 241 | 4004 | unknown | [5 empty] | 3982 |  |  | 3982
213625 | FOULK 1 | PJM | 230 | 13.8 | 249 | 4004 | unknown | [5 empty] | 3982 |  |  | 3982
213626 | FOULK 2 | PJM | 230 | 13.8 | 249 | 4004 | unknown | [5 empty] | 3982 |  |  | 3982
213627 | FOULK8 | PJM | 230 | 230 | 241 | 4004 | unknown | [5 empty] | 3982 |  |  | 3982
213628 | FOXCH2 | PJM | 230 | 138 | 241 | 4005 | unknown
213629 | FOXCHASE | PJM | 230 | 138 | 241 | 4005 | unknown
213630 | FOXCHASE | PJM | 230 | 13.8 | 243 | 4005 | unknown
213631 | GFCP | PJM | 230 | 230 | 241 | 4006 | unknown | [5 empty] | 4008 |  |  | 4008
213632 | GFCP | PJM | 230 | 13.8 | 244 | 4006 | unknown | [5 empty] | 4008 |  |  | 4008
213633 | GOSHEN | PJM | 230 | 69 | 242 | 4007 | unknown
213634 | GOSHEN 1 | PJM | 230 | 35 | 247 | 4007 | unknown
213635 | GOSHEN 2 | PJM | 230 | 35 | 247 | 4007 | unknown
213636 | GOSHEN 3 | PJM | 230 | 35 | 247 | 4007 | unknown
213637 | GOSHEN2 | PJM | 230 | 69 | 242 | 4007 | unknown
213638 | GOSHEN3 | PJM | 230 | 69 | 242 | 4007 | unknown
213640 | GRYSF1-3 | PJM | 230 | 13.8 | 243 | 4008 | known
213641 | PELTZ | PJM | 230 | 13.8 | 243 | 4008 | known
213942 | SCHUYLKILL | PJM | 230 | 13.8 | 244 | 4008 | known
213946 | SCHYLKLC9T | PJM | 230 | 69 | 242 | 4008 | known
213947 | SCHYLKLE7T | PJM | 230 | 69 | 242 | 4008 | known
213948 | SCHYLKLNTIE | PJM | 230 | 69 | 242 | 4008 | known
213984 | TUNNEL | PJM | 230 | 230 | 241 | 4008 | known
213985 | TUNNEL | PJM | 230 | 13.8 | 243 | 4008 | known
213986 | TUNNEL2 | PJM | 230 | 230 | 241 | 4008 | known
214068 | PELTZ4 | PJM | 230 | 230 | 241 | 4008 | known
214069 | PELTZ5 | PJM | 230 | 230 | 241 | 4008 | known
214070 | PELTZ6 | PJM | 230 | 230 | 241 | 4008 | known
214071 | GRAYSFRY94 | PJM | 230 | 230 | 241 | 4008 | known |  | 39.9418 | -75.1895
214072 | GRAYSFRY37 | PJM | 230 | 230 | 241 | 4008 | known
214073 | GRAYSFRY9T | PJM | 230 | 230 | 241 | 4008 | known
214074 | GRAYSFRY89 | PJM | 230 | 230 | 241 | 4008 | known
214075 | GRAYSFRY7T | PJM | 230 | 230 | 241 | 4008 | known
214076 | GRAYSFRY2T | PJM | 230 | 230 | 241 | 4008 | known
214077 | GRAYSFRY11 | PJM | 230 | 230 | 241 | 4008 | known
214078 | GRAYSFRY95 | PJM | 230 | 230 | 241 | 4008 | known
214141 | GRAYSF11-2 | PJM | 230 | 230 | 241 | 4008 | known
214164 | SCHYL7 TER | PJM | 230 | 13.8 | 244 | 4008 | known
214165 | SCHYL8 TER | PJM | 230 | 13.8 | 244 | 4008 | known
214166 | GRAYS9 TER | PJM | 230 | 13.8 | 244 | 4008 | known
214238 | SCHYLKLE33 | PJM | 230 | 69 | 242 | 4008 | known
214239 | SCHYLKLE21 | PJM | 230 | 69 | 242 | 4008 | known
214240 | SCHYLKLE42 | PJM | 230 | 69 | 242 | 4008 | known
214241 | SCHYLKLE83 | PJM | 230 | 69 | 242 | 4008 | known
214242 | SCHYLKLE1 | PJM | 230 | 69 | 242 | 4008 | known
214243 | SCHYLKLE2 | PJM | 230 | 69 | 242 | 4008 | known
214244 | SCHYLKLC30 | PJM | 230 | 69 | 242 | 4008 | known
214245 | SCHYLKLC32 | PJM | 230 | 69 | 242 | 4008 | known
214246 | SCHYLKLC5T | PJM | 230 | 69 | 242 | 4008 | known
214248 | SCHYLKLC1 | PJM | 230 | 69 | 242 | 4008 | known
214249 | SCHYLKLCTIE | PJM | 230 | 69 | 242 | 4008 | known
214250 | SCHYLKLN28 | PJM | 230 | 69 | 242 | 4008 | known
214251 | SCHYLKLN31 | PJM | 230 | 69 | 242 | 4008 | known
214252 | SCHYLKLN8T | PJM | 230 | 69 | 242 | 4008 | known
214253 | SCHYLKLN27 | PJM | 230 | 69 | 242 | 4008 | known
1000741 | STR_PT_XF_741 | PJM | 230 | 1 | 241 | 4008 | known
1000742 | STR_PT_XF_742 | PJM | 230 | 1 | 241 | 4008 | known
1000743 | STR_PT_XF_743 | PJM | 230 | 1 | 241 | 4008 | known
213642 | HARTMAN | PJM | 230 | 230 | 241 | 4009 | unknown | [6 empty] | 40.1715 | -75.3101 | 3246
213643 | HARTMAN | PJM | 230 | 35 | 247 | 4009 | unknown | [6 empty] | 40.1715 | -75.3101 | 3246
213645 | HEATN3-4 | PJM | 230 | 13.8 | 243 | 4010 | unknown | [6 empty] | 40.1715 | -75.3101 | 3246
213646 | HEATN5-6 | PJM | 230 | 13.8 | 249 | 4010 | unknown | [6 empty] | 40.1715 | -75.3101 | 3246
213647 | HEATON | PJM | 230 | 230 | 241 | 4010 | unknown | [6 empty] | 40.1715 | -75.3101 | 3246
213648 | HEATON | PJM | 230 | 138 | 241 | 4010 | unknown | [6 empty] | 40.1715 | -75.3101 | 3246
213649 | HEATON 1 | PJM | 230 | 35 | 248 | 4010 | unknown | [6 empty] | 40.1715 | -75.3101 | 3246
213650 | HEATON 2 | PJM | 230 | 35 | 248 | 4010 | unknown | [6 empty] | 40.1715 | -75.3101 | 3246
213651 | HEATON2 | PJM | 230 | 138 | 241 | 4010 | unknown | [6 empty] | 40.1715 | -75.3101 | 3246
213652 | HEATON7 | PJM | 230 | 230 | 241 | 4010 | unknown | [6 empty] | 40.1715 | -75.3101 | 3246
213653 | HEATON8 | PJM | 230 | 230 | 241 | 4010 | unknown | [6 empty] | 40.1715 | -75.3101 | 3246
213654 | HEATON9 | PJM | 230 | 230 | 241 | 4010 | unknown | [6 empty] | 40.1715 | -75.3101 | 3246
214148 | HEAT8TER | PJM | 230 | 13.8 | 244 | 4010 | unknown | [6 empty] | 40.1715 | -75.3101 | 3246
214167 | HEATON9 TER | PJM | 230 | 13.8 | 244 | 4010 | unknown | [6 empty] | 40.1715 | -75.3101 | 3246
1000713 | STR_PT_XF_713 | PJM | 230 | 1 | 241 | 4010 | unknown | [6 empty] | 40.1715 | -75.3101 | 3246
1000714 | STR_PT_XF_714 | PJM | 230 | 1 | 241 | 4010 | unknown | [6 empty] | 40.1715 | -75.3101 | 3246
213655 | HLM11-13 | PJM | 230 | 13.8 | 243 | 4011 | unknown
213659 | HOLMSB1 | PJM | 230 | 138 | 241 | 4011 | unknown
213660 | HOLMSB2 | PJM | 230 | 138 | 241 | 4011 | unknown
213661 | HOLMSBRG | PJM | 230 | 230 | 241 | 4011 | unknown
213662 | HOLMSBRG | PJM | 230 | 138 | 241 | 4011 | unknown
213663 | HOLMSBRG | PJM | 230 | 69 | 242 | 4011 | unknown
213664 | HOLMSBTP | PJM | 230 | 230 | 241 | 4011 | unknown
214085 | HOLMSB3 | PJM | 230 | 138 | 241 | 4011 | unknown
214168 | HOLMS8 TER | PJM | 230 | 13.8 | 244 | 4011 | unknown
214169 | HOLMS9 TER | PJM | 230 | 13.8 | 244 | 4011 | unknown
1000715 | STR_PT_XF_715 | PJM | 230 | 1 | 241 | 4011 | unknown
1000716 | STR_PT_XF_716 | PJM | 230 | 1 | 241 | 4011 | unknown
213665 | ISLAND13 | PJM | 230 | 69 | 242 | 4012 | unknown | [5 empty] | 3995 |  |  | 3995
213666 | ISLANDR6 | PJM | 230 | 230 | 241 | 4012 | unknown | [5 empty] | 3995 |  |  | 3995
213667 | ISLANDRD | PJM | 230 | 230 | 241 | 4012 | unknown | [5 empty] | 3995 |  |  | 3995
213668 | ISLANDRD | PJM | 230 | 69 | 242 | 4012 | unknown | [5 empty] | 3995 |  |  | 3995
213669 | ISLRD1-2 | PJM | 230 | 13.8 | 243 | 4012 | unknown | [5 empty] | 3995 |  |  | 3995
213670 | ISLRD3-4 | PJM | 230 | 13.8 | 243 | 4012 | unknown | [5 empty] | 3995 |  |  | 3995
213671 | ISLRD7-8 | PJM | 230 | 13.8 | 243 | 4012 | unknown | [5 empty] | 3995 |  |  | 3995
214170 | ISLD6 TER | PJM | 230 | 13.8 | 244 | 4012 | unknown | [5 empty] | 3995 |  |  | 3995
1000717 | STR_PT_XF_717 | PJM | 230 | 1 | 241 | 4012 | unknown | [5 empty] | 3995 |  |  | 3995
213672 | JARRETT | PJM | 230 | 230 | 241 | 4013 | unknown |  |  |  | 40.1715 | -75.3101 | 3246 | 40.1715 | -75.3101 | 3246
213673 | JARRETT | PJM | 230 | 13.8 | 249 | 4013 | unknown |  |  |  | 40.1715 | -75.3101 | 3246 | 40.1715 | -75.3101 | 3246
213674 | JARRETT2 | PJM | 230 | 230 | 241 | 4013 | unknown |  |  |  | 40.1715 | -75.3101 | 3246 | 40.1715 | -75.3101 | 3246
213675 | JENKNTW1 | PJM | 230 | 230 | 241 | 4014 | unknown | [6 empty] | 40.1715 | -75.3101 | 3246
213676 | JENKNTW2 | PJM | 230 | 230 | 241 | 4014 | unknown | [6 empty] | 40.1715 | -75.3101 | 3246
213677 | JENKNTWN | PJM | 230 | 230 | 241 | 4014 | unknown | [6 empty] | 40.1715 | -75.3101 | 3246
213678 | JENKNTWN | PJM | 230 | 13.8 | 249 | 4014 | unknown | [6 empty] | 40.1715 | -75.3101 | 3246
213679 | JENKTWN1 | PJM | 230 | 35 | 248 | 4014 | unknown | [6 empty] | 40.1715 | -75.3101 | 3246
213680 | JENKTWN2 | PJM | 230 | 35 | 248 | 4014 | unknown | [6 empty] | 40.1715 | -75.3101 | 3246
213681 | JENKTWN3 | PJM | 230 | 35 | 248 | 4014 | unknown | [6 empty] | 40.1715 | -75.3101 | 3246
216132 | 4400_HT1 | PJM | 230 | 35 | 248 | 4014 | unknown | [6 empty] | 40.1715 | -75.3101 | 3246
213682 | JENNERVL | PJM | 230 | 35 | 247 | 4015 | unknown
213683 | JENNTAP | PJM | 230 | 230 | 241 | 4015 | unknown
213735 | LENAPE | PJM | 230 | 230 | 241 | 4016 | unknown
213736 | LENAPE | PJM | 230 | 35 | 247 | 4016 | unknown
213737 | LENAPE8 | PJM | 230 | 230 | 241 | 4016 | unknown
213745 | LIMRICK8 | PJM | 230 | 69 | 242 | 4017 | unknown | [6 empty] | 40.2207 | -75.5827 | 3255
213771 | LMSAFEGD | PJM | 230 | 13.8 | 244 | 4017 | unknown | [6 empty] | 40.2207 | -75.5827 | 3255
213746 | LINTON | PJM | 230 | 230 | 241 | 4018 | unknown | [8 empty] | 3500
213747 | LINTON 2 | PJM | 230 | 35 | 247 | 4018 | unknown | [8 empty] | 3500
213748 | LINTON 3 | PJM | 230 | 35 | 247 | 4018 | unknown | [8 empty] | 3500
213749 | LINTON8 | PJM | 230 | 230 | 241 | 4018 | unknown | [8 empty] | 3500
213752 | LKNSCTV1 | PJM | 230 | 138 | 246 | 4019 | unknown
213754 | LKNSCTV3 | PJM | 230 | 13.8 | 246 | 4019 | unknown
213755 | LKNSFRNA | PJM | 230 | 0.68 | 246 | 4020 | unknown
213756 | LKNSFRNB | PJM | 230 | 0.54 | 246 | 4020 | unknown
213757 | LKNSSVC3 | PJM | 230 | 13.8 | 246 | 4020 | unknown
213758 | LLAN12 | PJM | 230 | 138 | 241 | 4021 | unknown
213759 | LLAN13 | PJM | 230 | 138 | 241 | 4021 | unknown
213760 | LLANEMID | PJM | 230 | 138 | 241 | 4021 | unknown
213761 | LLANER2 | PJM | 230 | 138 | 241 | 4021 | unknown
213762 | LLANERCH | PJM | 230 | 138 | 241 | 4021 | unknown
213763 | LLANERCH | PJM | 230 | 69 | 242 | 4021 | unknown
213764 | LLANERCH | PJM | 230 | 13.8 | 249 | 4021 | unknown
213765 | LLANRCH1 | PJM | 230 | 35 | 248 | 4021 | unknown
213766 | LLANRCH2 | PJM | 230 | 35 | 248 | 4021 | unknown
213767 | LLANRCH3 | PJM | 230 | 35 | 248 | 4021 | unknown
214171 | LLAN7 TER | PJM | 230 | 13.8 | 244 | 4021 | unknown
1000720 | STR_PT_XF_720 | PJM | 230 | 1 | 241 | 4021 | unknown
213768 | LMBRD1-4 | PJM | 230 | 13.8 | 243 | 4022 | unknown | [5 empty] | 4008 |  |  | 4008
213769 | LMBRD5-8 | PJM | 230 | 13.8 | 243 | 4022 | unknown | [5 empty] | 4008 |  |  | 4008
213772 | LOMBRD27 | PJM | 230 | 69 | 242 | 4022 | unknown | [5 empty] | 4008 |  |  | 4008
213773 | LOMBRD32 | PJM | 230 | 69 | 242 | 4022 | unknown | [5 empty] | 4008 |  |  | 4008
213774 | LOMBRD33 | PJM | 230 | 69 | 242 | 4022 | unknown | [5 empty] | 4008 |  |  | 4008
213775 | MACDADE | PJM | 230 | 230 | 241 | 4023 | unknown | [8 empty] | 4008
213776 | MACDADE | PJM | 230 | 13.8 | 249 | 4023 | unknown | [8 empty] | 4008
213777 | MACDADE2 | PJM | 230 | 230 | 241 | 4023 | unknown | [8 empty] | 4008
213778 | MACDADE3 | PJM | 230 | 230 | 241 | 4023 | unknown | [8 empty] | 4008
213779 | MARCSHK3 | PJM | 230 | 13.8 | 249 | 4024 | unknown | [8 empty] | 3982
213780 | MARCSHK4 | PJM | 230 | 13.8 | 249 | 4024 | unknown | [8 empty] | 3982
213781 | MARCUS2 | PJM | 230 | 69 | 242 | 4024 | unknown | [8 empty] | 3982
213782 | MARCUSHK | PJM | 230 | 69 | 242 | 4024 | unknown | [8 empty] | 3982
213783 | MASTER | PJM | 230 | 230 | 241 | 4025 | unknown | [5 empty] | 3995 |  |  | 3995
213784 | MASTER2 | PJM | 230 | 138 | 241 | 4025 | unknown | [5 empty] | 3995 |  |  | 3995
213785 | MASTER 1 | PJM | 230 | 69 | 242 | 4025 | unknown | [5 empty] | 3995 |  |  | 3995
213786 | MASTER 2 | PJM | 230 | 69 | 242 | 4025 | unknown | [5 empty] | 3995 |  |  | 3995
213787 | MASTER 4 | PJM | 230 | 69 | 242 | 4025 | unknown | [5 empty] | 3995 |  |  | 3995
213788 | MASTER1 | PJM | 230 | 138 | 241 | 4025 | unknown | [5 empty] | 3995 |  |  | 3995
214144 | MASTER2 | PJM | 230 | 230 | 241 | 4025 | unknown | [5 empty] | 3995 |  |  | 3995
214145 | MASTER | PJM | 230 | 13.8 | 243 | 4025 | unknown | [5 empty] | 3995 |  |  | 3995
214172 | MASTER8 TER | PJM | 230 | 13.8 | 244 | 4025 | unknown | [5 empty] | 3995 |  |  | 3995
214173 | MASTER1 TER | PJM | 230 | 13.8 | 244 | 4025 | unknown | [5 empty] | 3995 |  |  | 3995
214174 | MASTER2 TER | PJM | 230 | 13.8 | 244 | 4025 | unknown | [5 empty] | 3995 |  |  | 3995
214175 | MASTER4 TER | PJM | 230 | 13.8 | 244 | 4025 | unknown | [5 empty] | 3995 |  |  | 3995
1000721 | STR_PT_XF_721 | PJM | 230 | 1 | 241 | 4025 | unknown | [5 empty] | 3995 |  |  | 3995
1000722 | STR_PT_XF_722 | PJM | 230 | 1 | 241 | 4025 | unknown | [5 empty] | 3995 |  |  | 3995
1000723 | STR_PT_XF_723 | PJM | 230 | 1 | 241 | 4025 | unknown | [5 empty] | 3995 |  |  | 3995
1000724 | STR_PT_XF_724 | PJM | 230 | 1 | 241 | 4025 | unknown | [5 empty] | 3995 |  |  | 3995
213790 | MDDYRN06 | PJM | 230 | 230 | 241 | 4026 | unknown |  |  |  | 39.7609 | -76.2689 | 3244 | 39.7609 | -76.2689 | 3244
213792 | MDYRN1-2 | PJM | 230 | 13.8 | 244 | 4026 | unknown |  |  |  | 39.7609 | -76.2689 | 3244 | 39.7609 | -76.2689 | 3244
213793 | MDYRN3-4 | PJM | 230 | 13.8 | 244 | 4026 | unknown |  |  |  | 39.7609 | -76.2689 | 3244 | 39.7609 | -76.2689 | 3244
213791 | MDDYRN07 | PJM | 230 | 230 | 241 | 4027 | unknown |  |  |  | 39.7609 | -76.2689 | 3244 | 39.7609 | -76.2689 | 3244
213794 | MDYRN5-6 | PJM | 230 | 13.8 | 244 | 4027 | unknown |  |  |  | 39.7609 | -76.2689 | 3244 | 39.7609 | -76.2689 | 3244
213795 | MDYRN7-8 | PJM | 230 | 13.8 | 244 | 4027 | unknown |  |  |  | 39.7609 | -76.2689 | 3244 | 39.7609 | -76.2689 | 3244
213796 | MERCK | PJM | 230 | 35 | 245 | 4028 | unknown | [6 empty] | 40.1715 | -75.3101 | 3246
213797 | MERCK 2 | PJM | 230 | 13.8 | 245 | 4028 | unknown | [6 empty] | 40.1715 | -75.3101 | 3246
213798 | MERCK 3 | PJM | 230 | 13.8 | 245 | 4028 | unknown | [6 empty] | 40.1715 | -75.3101 | 3246
213799 | MIDDLTN4 | PJM | 230 | 35 | 248 | 4029 | unknown
213800 | MIDDLTN5 | PJM | 230 | 35 | 248 | 4029 | unknown
213801 | MIDDLTW8 | PJM | 230 | 230 | 241 | 4029 | unknown
213802 | MIDDLTWN | PJM | 230 | 230 | 241 | 4029 | unknown
213803 | MIDDLTWN | PJM | 230 | 69 | 242 | 4029 | unknown
213804 | MIDDLTWN | PJM | 230 | 13.8 | 249 | 4029 | unknown
214092 | MIDDLE8A | PJM | 230 | 230 | 241 | 4029 | unknown
214176 | MIDDLTWN9 TE | PJM | 230 | 13.8 | 244 | 4029 | unknown
1000725 | STR_PT_XF_725 | PJM | 230 | 1 | 241 | 4029 | unknown
213806 | COVANTA PLYM | PJM | 230 | 13.8 | 244 | 4030 | unknown |  |  |  | 40.1715 | -75.3101 | 3246 | 40.1715 | -75.3101 | 3246
213902 | PLY11-13 | PJM | 230 | 13.8 | 249 | 4030 | unknown |  |  |  | 40.1715 | -75.3101 | 3246 | 40.1715 | -75.3101 | 3246
213903 | PLY21-23 | PJM | 230 | 13.8 | 249 | 4030 | unknown |  |  |  | 40.1715 | -75.3101 | 3246 | 40.1715 | -75.3101 | 3246
213904 | PLYM MTG | PJM | 230 | 35 | 248 | 4030 | unknown |  |  |  | 40.1715 | -75.3101 | 3246 | 40.1715 | -75.3101 | 3246
213905 | PLYMTG | PJM | 230 | 138 | 241 | 4030 | unknown |  |  |  | 40.1715 | -75.3101 | 3246 | 40.1715 | -75.3101 | 3246
213906 | PLYMTG 1 | PJM | 230 | 230 | 241 | 4030 | unknown |  |  |  | 40.1715 | -75.3101 | 3246 | 40.1715 | -75.3101 | 3246
213907 | PLYMTG 2 | PJM | 230 | 230 | 241 | 4030 | unknown |  |  |  | 40.1715 | -75.3101 | 3246 | 40.1715 | -75.3101 | 3246
213908 | PLYMTG 3 | PJM | 230 | 230 | 241 | 4030 | unknown |  |  |  | 40.1715 | -75.3101 | 3246 | 40.1715 | -75.3101 | 3246
213909 | PLYMTH2 | PJM | 230 | 138 | 241 | 4030 | unknown |  |  |  | 40.1715 | -75.3101 | 3246 | 40.1715 | -75.3101 | 3246
214149 | PMTG9TER | PJM | 230 | 13.8 | 244 | 4030 | unknown |  |  |  | 40.1715 | -75.3101 | 3246 | 40.1715 | -75.3101 | 3246
214184 | PLYM6 TER | PJM | 230 | 13.8 | 244 | 4030 | unknown |  |  |  | 40.1715 | -75.3101 | 3246 | 40.1715 | -75.3101 | 3246
1000733 | STR_PT_XF_733 | PJM | 230 | 1 | 241 | 4030 | unknown |  |  |  | 40.1715 | -75.3101 | 3246 | 40.1715 | -75.3101 | 3246
1000734 | STR_PT_XF_734 | PJM | 230 | 1 | 241 | 4030 | unknown |  |  |  | 40.1715 | -75.3101 | 3246 | 40.1715 | -75.3101 | 3246
213807 | MORTON | PJM | 230 | 230 | 241 | 4031 | unknown
213808 | MORTON | PJM | 230 | 13.8 | 249 | 4031 | unknown
213809 | MORTON2 | PJM | 230 | 230 | 241 | 4031 | unknown
213810 | MOSER | PJM | 230 | 69 | 242 | 4032 | unknown | [6 empty] | 40.2207 | -75.5827 | 3255
213811 | MOSER 1 | PJM | 230 | 35 | 247 | 4032 | unknown | [6 empty] | 40.2207 | -75.5827 | 3255
213812 | MOSER 2 | PJM | 230 | 35 | 247 | 4032 | unknown | [6 empty] | 40.2207 | -75.5827 | 3255
213813 | MOSER 3 | PJM | 230 | 35 | 247 | 4032 | unknown | [6 empty] | 40.2207 | -75.5827 | 3255
213814 | MOSER1 | PJM | 230 | 69 | 242 | 4032 | unknown | [6 empty] | 40.2207 | -75.5827 | 3255
213815 | MOSER1-3 | PJM | 230 | 13.8 | 244 | 4032 | unknown | [6 empty] | 40.2207 | -75.5827 | 3255
213816 | MOSER2 | PJM | 230 | 69 | 242 | 4032 | unknown | [6 empty] | 40.2207 | -75.5827 | 3255
213817 | N PHILA | PJM | 230 | 230 | 241 | 4033 | unknown | [8 empty] | 3995
213818 | N PHILA7 | PJM | 230 | 69 | 242 | 4033 | unknown | [8 empty] | 3995
213819 | N PHILA8 | PJM | 230 | 230 | 241 | 4033 | unknown | [8 empty] | 3995
213820 | N PHILA8 | PJM | 230 | 69 | 242 | 4033 | unknown | [8 empty] | 3995
213847 | NPHIL1-2 | PJM | 230 | 13.8 | 243 | 4033 | unknown | [8 empty] | 3995
213848 | NPHIL3-4 | PJM | 230 | 13.8 | 243 | 4033 | unknown | [8 empty] | 3995
214177 | NPHIL7 TER | PJM | 230 | 13.8 | 244 | 4033 | unknown | [8 empty] | 3995
214178 | NPHIL8 TER | PJM | 230 | 13.8 | 244 | 4033 | unknown | [8 empty] | 3995
1000726 | STR_PT_XF_726 | PJM | 230 | 1 | 241 | 4033 | unknown | [8 empty] | 3995
1000727 | STR_PT_XF_727 | PJM | 230 | 1 | 241 | 4033 | unknown | [8 empty] | 3995
213821 | N WALES | PJM | 230 | 230 | 241 | 4034 | unknown |  |  |  | 40.1715 | -75.3101 | 3246 | 40.1715 | -75.3101 | 3246
213823 | N WALES1 | PJM | 230 | 35 | 247 | 4034 | unknown |  |  |  | 40.1715 | -75.3101 | 3246 | 40.1715 | -75.3101 | 3246
213824 | N WALES2 | PJM | 230 | 35 | 247 | 4034 | unknown |  |  |  | 40.1715 | -75.3101 | 3246 | 40.1715 | -75.3101 | 3246
213825 | N WALES3 | PJM | 230 | 35 | 247 | 4034 | unknown |  |  |  | 40.1715 | -75.3101 | 3246 | 40.1715 | -75.3101 | 3246
213826 | N WALES7 | PJM | 230 | 230 | 241 | 4034 | unknown |  |  |  | 40.1715 | -75.3101 | 3246 | 40.1715 | -75.3101 | 3246
213827 | N WALES8 | PJM | 230 | 230 | 241 | 4034 | unknown |  |  |  | 40.1715 | -75.3101 | 3246 | 40.1715 | -75.3101 | 3246
213828 | N WALES9 | PJM | 230 | 230 | 241 | 4034 | unknown |  |  |  | 40.1715 | -75.3101 | 3246 | 40.1715 | -75.3101 | 3246
214194 | N WALES4 | PJM | 230 | 35 | 247 | 4034 | unknown |  |  |  | 40.1715 | -75.3101 | 3246 | 40.1715 | -75.3101 | 3246
214195 | N WALES5 | PJM | 230 | 35 | 247 | 4034 | unknown |  |  |  | 40.1715 | -75.3101 | 3246 | 40.1715 | -75.3101 | 3246
213829 | NESHAM1 | PJM | 230 | 138 | 241 | 4035 | unknown | [5 empty] | 3997 |  |  | 3997
213830 | NESHAM2 | PJM | 230 | 138 | 241 | 4035 | unknown | [5 empty] | 3997 |  |  | 3997
213831 | NESHAMNY | PJM | 230 | 138 | 241 | 4035 | unknown | [5 empty] | 3997 |  |  | 3997
213832 | NESHAMNY | PJM | 230 | 13.8 | 249 | 4035 | unknown | [5 empty] | 3997 |  |  | 3997
214197 | NESHAM1 | PJM | 230 | 13.8 | 249 | 4035 | unknown | [5 empty] | 3997 |  |  | 3997
214198 | NESHAM2 | PJM | 230 | 13.8 | 249 | 4035 | unknown | [5 empty] | 3997 |  |  | 3997
213833 | NEWLNVI2 | PJM | 230 | 230 | 241 | 4036 | unknown | [6 empty] | 39.7609 | -76.2689 | 3244
213834 | NEWLNVIL | PJM | 230 | 230 | 241 | 4036 | unknown | [6 empty] | 39.7609 | -76.2689 | 3244
213835 | NEWLNVIL | PJM | 230 | 138 | 241 | 4036 | unknown | [6 empty] | 39.7609 | -76.2689 | 3244
213836 | NEWLNVL1 | PJM | 230 | 35 | 247 | 4036 | unknown | [6 empty] | 39.7609 | -76.2689 | 3244
213837 | NEWLNVL2 | PJM | 230 | 35 | 247 | 4036 | unknown | [6 empty] | 39.7609 | -76.2689 | 3244
213838 | NEWLNVL3 | PJM | 230 | 230 | 241 | 4036 | unknown | [6 empty] | 39.7609 | -76.2689 | 3244
213839 | NEWLNVL3 | PJM | 230 | 35 | 247 | 4036 | unknown | [6 empty] | 39.7609 | -76.2689 | 3244
214179 | NEWLIN4A TER | PJM | 230 | 13.8 | 244 | 4036 | unknown | [6 empty] | 39.7609 | -76.2689 | 3244
1000728 | STR_PT_XF_728 | PJM | 230 | 1 | 241 | 4036 | unknown | [6 empty] | 39.7609 | -76.2689 | 3244
213841 | NEWTWNS2 | PJM | 230 | 69 | 242 | 4037 | unknown
213842 | NEWTWNSQ | PJM | 230 | 69 | 242 | 4037 | unknown
213843 | NEWTWNSQ | PJM | 230 | 13.8 | 249 | 4037 | unknown
213844 | NOTTNGHM | PJM | 230 | 230 | 241 | 4038 | unknown
213845 | NOTTNGHM | PJM | 230 | 35 | 247 | 4038 | unknown
213846 | NOTTREAC | PJM | 230 | 230 | 241 | 4038 | unknown
214218 | NOTTNGH2 | PJM | 230 | 230 | 241 | 4038 | unknown
214219 | NOTTNGH3 | PJM | 230 | 230 | 241 | 4038 | unknown
213851 | PACKER | PJM | 230 | 69 | 242 | 4039 | unknown | [8 empty] | 3995
213852 | PACKER | PJM | 230 | 13.8 | 243 | 4039 | unknown | [8 empty] | 3995
213853 | PACKER2 | PJM | 230 | 69 | 242 | 4039 | unknown | [8 empty] | 3995
213855 | PARRISH | PJM | 230 | 230 | 241 | 4040 | unknown | [5 empty] | 4008 |  |  | 4008
213856 | PARRISH | PJM | 230 | 13.8 | 243 | 4040 | unknown | [5 empty] | 4008 |  |  | 4008
213857 | PARRISH7 | PJM | 230 | 230 | 241 | 4040 | unknown | [5 empty] | 4008 |  |  | 4008
213858 | PARRISH8 | PJM | 230 | 230 | 241 | 4040 | unknown | [5 empty] | 4008 |  |  | 4008
213859 | PARRISH9 | PJM | 230 | 230 | 241 | 4040 | unknown | [5 empty] | 4008 |  |  | 4008
213860 | PASSY1-3 | PJM | 230 | 13.8 | 243 | 4041 | unknown | [5 empty] | 4008 |  |  | 4008
213861 | PASSY4-6 | PJM | 230 | 13.8 | 243 | 4041 | unknown | [5 empty] | 4008 |  |  | 4008
213862 | PASSYK30 | PJM | 230 | 69 | 242 | 4041 | unknown | [5 empty] | 4008 |  |  | 4008
213863 | PASSYK31 | PJM | 230 | 69 | 242 | 4041 | unknown | [5 empty] | 4008 |  |  | 4008
213864 | PASSYK37 | PJM | 230 | 69 | 242 | 4041 | unknown | [5 empty] | 4008 |  |  | 4008
213865 | PASSYUNK | PJM | 230 | 230 | 241 | 4041 | unknown | [5 empty] | 4008 |  |  | 4008
214181 | PASSY9 TER | PJM | 230 | 13.8 | 244 | 4041 | unknown | [5 empty] | 4008 |  |  | 4008
214205 | PASSYNK3 | PJM | 230 | 69 | 242 | 4041 | unknown | [5 empty] | 4008 |  |  | 4008
1000729 | STR_PT_XF_729 | PJM | 230 | 1 | 241 | 4041 | unknown | [5 empty] | 4008 |  |  | 4008
213869 | PCHBTMTP | PJM | 230 | 230 | 241 | 4042 | unknown
213870 | PCHBTSU2 | PJM | 230 | 13.8 | 244 | 4042 | unknown
213872 | PENCOYD | PJM | 230 | 69 | 242 | 4043 | unknown | [6 empty] | 40.1715 | -75.3101 | 3246
213873 | PENCOYD2 | PJM | 230 | 69 | 242 | 4043 | unknown | [6 empty] | 40.1715 | -75.3101 | 3246
213910 | PNCYD1-2 | PJM | 230 | 13.8 | 243 | 4043 | unknown | [6 empty] | 40.1715 | -75.3101 | 3246
213911 | PNCYD3-4 | PJM | 230 | 13.8 | 243 | 4043 | unknown | [6 empty] | 40.1715 | -75.3101 | 3246
213874 | PENN 1-2 | PJM | 230 | 13.8 | 243 | 4044 | unknown | [5 empty] | 4008 |  |  | 4008
213875 | PENN 3-4 | PJM | 230 | 13.8 | 243 | 4044 | unknown | [5 empty] | 4008 |  |  | 4008
213876 | PENN6621 | PJM | 230 | 69 | 242 | 4044 | unknown | [5 empty] | 4008 |  |  | 4008
213877 | PENN6628 | PJM | 230 | 69 | 242 | 4044 | unknown | [5 empty] | 4008 |  |  | 4008
213879 | PENROSE75 | PJM | 230 | 230 | 241 | 4045 | unknown | [5 empty] | 4008 |  |  | 4008
213880 | PENROSE | PJM | 230 | 13.8 | 243 | 4045 | unknown | [5 empty] | 4008 |  |  | 4008
214255 | PENROSE12 | PJM | 230 | 230 | 241 | 4045 | unknown | [5 empty] | 4008 |  |  | 4008
214256 | PENROSE95 | PJM | 230 | 230 | 241 | 4045 | unknown | [5 empty] | 4008 |  |  | 4008
214257 | PENROSE1T | PJM | 230 | 230 | 241 | 4045 | unknown | [5 empty] | 4008 |  |  | 4008
214258 | PENROSE3T | PJM | 230 | 230 | 241 | 4045 | unknown | [5 empty] | 4008 |  |  | 4008
214259 | PENROSE8 | PJM | 230 | 230 | 241 | 4045 | unknown | [5 empty] | 4008 |  |  | 4008
213882 | PERKIOM2 | PJM | 230 | 138 | 241 | 4046 | unknown |  |  |  | 40.2125 | -75.3478 | 3265 | 40.2125 | -75.3478 | 3265
213883 | PERKIOM4 | PJM | 230 | 35 | 247 | 4046 | unknown |  |  |  | 40.2125 | -75.3478 | 3265 | 40.2125 | -75.3478 | 3265
213884 | PERKIOM5 | PJM | 230 | 35 | 247 | 4046 | unknown |  |  |  | 40.2125 | -75.3478 | 3265 | 40.2125 | -75.3478 | 3265
213885 | PERKIOM6 | PJM | 230 | 35 | 247 | 4046 | unknown |  |  |  | 40.2125 | -75.3478 | 3265 | 40.2125 | -75.3478 | 3265
213886 | 220-79 TAP | PJM | 230 | 230 | 241 | 4046 | unknown |  |  |  | 40.2125 | -75.3478 | 3265 | 40.2125 | -75.3478 | 3265
213887 | PERKIOMN | PJM | 230 | 138 | 241 | 4046 | unknown |  |  |  | 40.2125 | -75.3478 | 3265 | 40.2125 | -75.3478 | 3265
214196 | PERKIOM7 | PJM | 230 | 35 | 247 | 4046 | unknown |  |  |  | 40.2125 | -75.3478 | 3265 | 40.2125 | -75.3478 | 3265
214327 | PERKIOMN | PJM | 230 | 230 | 241 | 4046 | unknown |  |  |  | 40.2125 | -75.3478 | 3265 | 40.2125 | -75.3478 | 3265
213888 | PHLISCT1 | PJM | 230 | 18 | 244 | 4047 | known
213889 | PHLISCT2 | PJM | 230 | 18 | 244 | 4047 | known
213892 | PHLISL87 | PJM | 230 | 230 | 241 | 4047 | known |  | 39.8182 | -75.4333
213894 | PLANBRK1 | PJM | 230 | 230 | 241 | 4048 | unknown
213895 | PLANBRK1 | PJM | 230 | 35 | 247 | 4048 | unknown
213896 | PLANBRK2 | PJM | 230 | 230 | 241 | 4048 | unknown
213897 | PLANBRK2 | PJM | 230 | 35 | 247 | 4048 | unknown
213898 | PLANBRK3 | PJM | 230 | 230 | 241 | 4048 | unknown
213899 | PLANBRK3 | PJM | 230 | 35 | 247 | 4048 | unknown
213900 | PLANBRK8 | PJM | 230 | 69 | 242 | 4048 | unknown
213901 | PLANBRK9 | PJM | 230 | 69 | 242 | 4048 | unknown
214182 | PLNBRK8 TER | PJM | 230 | 13.8 | 244 | 4048 | unknown
214183 | PLNBRK9 TER | PJM | 230 | 13.8 | 244 | 4048 | unknown
1000731 | STR_PT_XF_731 | PJM | 230 | 1 | 241 | 4048 | unknown
1000732 | STR_PT_XF_732 | PJM | 230 | 1 | 241 | 4048 | unknown
213913 | PULASKI | PJM | 230 | 230 | 241 | 4049 | unknown | [6 empty] | 40.1715 | -75.3101 | 3246
213914 | PULASKI | PJM | 230 | 13.8 | 243 | 4049 | unknown | [6 empty] | 40.1715 | -75.3101 | 3246
213915 | PULASKI3 | PJM | 230 | 230 | 241 | 4049 | unknown | [6 empty] | 40.1715 | -75.3101 | 3246
213918 | RICHMD91 | PJM | 230 | 13.8 | 244 | 4050 | unknown
213919 | RICHMD92 | PJM | 230 | 13.8 | 244 | 4050 | unknown
213920 | RICHMNDC7T | PJM | 230 | 69 | 242 | 4050 | unknown
213921 | RICHMNDD62 | PJM | 230 | 69 | 242 | 4050 | unknown
213922 | RICHMOND7T | PJM | 230 | 230 | 241 | 4050 | unknown
213923 | RICHMOND | PJM | 230 | 13.8 | 243 | 4050 | unknown
214185 | RICHD7 TER | PJM | 230 | 13.8 | 244 | 4050 | unknown
214260 | RICHMNDC05 | PJM | 230 | 69 | 242 | 4050 | unknown
214261 | RICHMNDC61 | PJM | 230 | 69 | 242 | 4050 | unknown
214262 | RICHMNDC03 | PJM | 230 | 69 | 242 | 4050 | unknown
214263 | RICHMNDCTIE | PJM | 230 | 69 | 242 | 4050 | unknown
214264 | RICHMNDC1 | PJM | 230 | 69 | 242 | 4050 | unknown
214265 | RICHMNDDTIE | PJM | 230 | 69 | 242 | 4050 | unknown
214266 | RICHMNDD07 | PJM | 230 | 69 | 242 | 4050 | unknown
214267 | RICHMNDD01 | PJM | 230 | 69 | 242 | 4050 | unknown
214273 | RICHMOND56 | PJM | 230 | 230 | 241 | 4050 | unknown
214274 | RICHMOND29 | PJM | 230 | 230 | 241 | 4050 | unknown
214275 | RICHMONDCT | PJM | 230 | 230 | 241 | 4050 | unknown
214276 | RICHMOND5T | PJM | 230 | 230 | 241 | 4050 | unknown
214277 | RICHMOND35 | PJM | 230 | 230 | 241 | 4050 | unknown
1000735 | STR_PT_XF_735 | PJM | 230 | 1 | 241 | 4050 | unknown
1000748 | STR_PT_XF_748 | PJM | 230 | 1 | 241 | 4050 | unknown
213929 | 220-65 TAP | PJM | 230 | 230 | 241 | 4051 | unknown |  |  |  | 40.1715 | -75.3101 | 3246 | 40.1715 | -75.3101 | 3246
213930 | ROXBORO | PJM | 230 | 69 | 242 | 4051 | unknown |  |  |  | 40.1715 | -75.3101 | 3246 | 40.1715 | -75.3101 | 3246
213931 | ROXBORO | PJM | 230 | 13.8 | 243 | 4051 | unknown |  |  |  | 40.1715 | -75.3101 | 3246 | 40.1715 | -75.3101 | 3246
213932 | ROXBORO1 | PJM | 230 | 69 | 242 | 4051 | unknown |  |  |  | 40.1715 | -75.3101 | 3246 | 40.1715 | -75.3101 | 3246
213933 | ROXBORO2 | PJM | 230 | 69 | 242 | 4051 | unknown |  |  |  | 40.1715 | -75.3101 | 3246 | 40.1715 | -75.3101 | 3246
214186 | ROXB3 TER | PJM | 230 | 13.8 | 244 | 4051 | unknown |  |  |  | 40.1715 | -75.3101 | 3246 | 40.1715 | -75.3101 | 3246
214328 | ROXBORO | PJM | 230 | 230 | 241 | 4051 | unknown |  |  |  | 40.1715 | -75.3101 | 3246 | 40.1715 | -75.3101 | 3246
1000750 | STR_PT_XF_750 | PJM | 230 | 1 | 241 | 4051 | unknown |  |  |  | 40.1715 | -75.3101 | 3246 | 40.1715 | -75.3101 | 3246
213934 | S&T 1 | PJM | 230 | 69 | 244 | 4052 | unknown | [8 empty] | 3997
213936 | S&T1MAIN | PJM | 230 | 13.8 | 244 | 4052 | unknown | [8 empty] | 3997
213935 | S&T 2 | PJM | 230 | 69 | 244 | 4053 | unknown | [8 empty] | 3997
213937 | S&T2MAIN | PJM | 230 | 13.8 | 244 | 4053 | unknown | [8 empty] | 3997
213938 | SAVILLE | PJM | 230 | 138 | 241 | 4054 | unknown | [5 empty] | 3995 |  |  | 3995
213939 | SAVILLE | PJM | 230 | 13.8 | 249 | 4054 | unknown | [5 empty] | 3995 |  |  | 3995
213940 | SAVILLE2 | PJM | 230 | 138 | 241 | 4054 | unknown | [5 empty] | 3995 |  |  | 3995
213949 | SHARONHL | PJM | 230 | 69 | 242 | 4055 | unknown | [8 empty] | 3995
213950 | SHARONHL | PJM | 230 | 35 | 248 | 4055 | unknown | [8 empty] | 3995
213953 | SOUTHW12 | PJM | 230 | 13.8 | 243 | 4056 | unknown | [8 empty] | 4008
213954 | SOUTHWK1 | PJM | 230 | 69 | 242 | 4056 | unknown | [8 empty] | 4008
213955 | SOUTHWK2 | PJM | 230 | 69 | 242 | 4056 | unknown | [8 empty] | 4008
213956 | SOUTHWK7 | PJM | 230 | 69 | 242 | 4056 | unknown | [8 empty] | 4008
213957 | STHWK3-4 | PJM | 230 | 13.8 | 244 | 4056 | unknown | [8 empty] | 4008
213958 | STHWK5-6 | PJM | 230 | 13.8 | 244 | 4056 | unknown | [8 empty] | 4008
213965 | TABOR | PJM | 230 | 230 | 241 | 4057 | unknown
213966 | TABOR | PJM | 230 | 13.8 | 243 | 4057 | unknown
213967 | TABOR9 | PJM | 230 | 230 | 241 | 4057 | unknown
214032 | WAYNJC28TAP | PJM | 230 | 230 | 241 | 4057 | unknown
213968 | TACONY | PJM | 230 | 69 | 242 | 4058 | unknown
213969 | TACONY | PJM | 230 | 13.8 | 243 | 4058 | unknown
213970 | TACONY2 | PJM | 230 | 69 | 242 | 4058 | unknown
213971 | TRAINER | PJM | 230 | 35 | 246 | 4059 | unknown | [8 empty] | 4497
213972 | TRAINER | PJM | 230 | 230 | 241 | 4059 | unknown | [8 empty] | 4497
213973 | TRAINER2 | PJM | 230 | 230 | 241 | 4059 | unknown | [8 empty] | 4497
213975 | TRDYFFRN | PJM | 230 | 69 | 242 | 4060 | unknown
213976 | 220-09 TAP | PJM | 230 | 230 | 241 | 4060 | unknown
213977 | 220-24 TAP | PJM | 230 | 230 | 241 | 4060 | unknown
213978 | TRDYFPDM | PJM | 230 | 35 | 247 | 4060 | unknown
213979 | TRDYFRN1 | PJM | 230 | 13.8 | 249 | 4060 | unknown
213980 | TRDYFRN2 | PJM | 230 | 13.8 | 249 | 4060 | unknown
214187 | TREDYFN8 TER | PJM | 230 | 13.8 | 244 | 4060 | unknown
214325 | TRDYFN09 | PJM | 230 | 230 | 241 | 4060 | unknown
214326 | TRDYFN24 | PJM | 230 | 230 | 241 | 4060 | unknown
1000749 | STR_PT_XF_749 | PJM | 230 | 1 | 241 | 4060 | unknown
213987 | UNIVER2 | PJM | 230 | 69 | 242 | 4061 | unknown | [8 empty] | 4008
213988 | UNIVRSTY | PJM | 230 | 69 | 242 | 4061 | unknown | [8 empty] | 4008
213989 | UNIVRSTY | PJM | 230 | 13.8 | 243 | 4061 | unknown | [8 empty] | 4008
213990 | UPDARBY | PJM | 230 | 69 | 242 | 4062 | unknown
213991 | UPDARBY | PJM | 230 | 35 | 248 | 4062 | unknown
213992 | UPDARBY | PJM | 230 | 13.8 | 249 | 4062 | unknown
213993 | UPDARBY1 | PJM | 230 | 69 | 242 | 4062 | unknown
213994 | UPDARBY2 | PJM | 230 | 69 | 242 | 4062 | unknown
213995 | UPPERPR2 | PJM | 230 | 230 | 241 | 4063 | unknown | [6 empty] | 40.2125 | -75.3478 | 3265
213996 | UPPERPR2 | PJM | 230 | 35 | 247 | 4063 | unknown | [6 empty] | 40.2125 | -75.3478 | 3265
213997 | UPPERPR3 | PJM | 230 | 35 | 247 | 4063 | unknown | [6 empty] | 40.2125 | -75.3478 | 3265
213998 | UPPERPRO | PJM | 230 | 230 | 241 | 4063 | unknown | [6 empty] | 40.2125 | -75.3478 | 3265
213999 | UPPERPRO | PJM | 230 | 35 | 247 | 4063 | unknown | [6 empty] | 40.2125 | -75.3478 | 3265
214000 | UPPRMRN | PJM | 230 | 13.8 | 249 | 4064 | unknown | [6 empty] | 40.1715 | -75.3101 | 3246
214003 | UPPRMRN3 | PJM | 230 | 230 | 241 | 4064 | unknown | [6 empty] | 40.1715 | -75.3101 | 3246
214004 | UPPRMRN3 | PJM | 230 | 35 | 248 | 4064 | unknown | [6 empty] | 40.1715 | -75.3101 | 3246
214005 | UPPRMRN4 | PJM | 230 | 230 | 241 | 4064 | unknown | [6 empty] | 40.1715 | -75.3101 | 3246
214001 | UPPRMRN2 | PJM | 230 | 230 | 241 | 4065 | unknown
214002 | UPPRMRN2 | PJM | 230 | 35 | 248 | 4065 | unknown
214007 | WANEETA | PJM | 230 | 138 | 241 | 4066 | unknown
214008 | WANEETA | PJM | 230 | 69 | 242 | 4066 | unknown
214009 | WANEETA | PJM | 230 | 13.8 | 243 | 4066 | unknown
214010 | WANEETA2 | PJM | 230 | 230 | 241 | 4066 | unknown
214011 | WANEETA2 | PJM | 230 | 138 | 241 | 4066 | unknown
214012 | WANEETA3 | PJM | 230 | 230 | 241 | 4066 | unknown
214110 | WAN7 TER | PJM | 230 | 13.8 | 244 | 4066 | unknown
214189 | WANEET9 TER | PJM | 230 | 13.8 | 244 | 4066 | unknown
214190 | WANEET8 TER | PJM | 230 | 13.8 | 244 | 4066 | unknown
1000737 | STR_PT_XF_737 | PJM | 230 | 1 | 241 | 4066 | unknown
1000738 | STR_PT_XF_738 | PJM | 230 | 1 | 241 | 4066 | unknown
1000739 | STR_PT_XF_739 | PJM | 230 | 1 | 241 | 4066 | unknown
214014 | WARMNST1 | PJM | 230 | 13.8 | 249 | 4067 | unknown | [8 empty] | 3500
214015 | WARMNST2 | PJM | 230 | 230 | 241 | 4067 | unknown | [8 empty] | 3500
214016 | WARMNST2 | PJM | 230 | 13.8 | 249 | 4067 | unknown | [8 empty] | 3500
214017 | WARMNST3 | PJM | 230 | 13.8 | 249 | 4067 | unknown | [8 empty] | 3500
214018 | WARMNSTR | PJM | 230 | 230 | 241 | 4067 | unknown | [8 empty] | 3500
214086 | WARMNST4 | PJM | 230 | 13.8 | 249 | 4067 | unknown | [8 empty] | 3500
214019 | WARRNGTN | PJM | 230 | 35 | 247 | 4068 | unknown | [8 empty] | 3500
214020 | WARRNGT3 | PJM | 230 | 35 | 247 | 4068 | unknown | [8 empty] | 3500
214021 | WARRNGT8 | PJM | 230 | 230 | 241 | 4068 | unknown | [8 empty] | 3500
214022 | WARRNGTN | PJM | 230 | 230 | 241 | 4068 | unknown | [8 empty] | 3500
214023 | WAVERLY | PJM | 230 | 69 | 242 | 4069 | unknown | [5 empty] | 4008 |  |  | 4008
214024 | WAVERLY | PJM | 230 | 13.8 | 243 | 4069 | unknown | [5 empty] | 4008 |  |  | 4008
214025 | WAVERLY2 | PJM | 230 | 69 | 242 | 4069 | unknown | [5 empty] | 4008 |  |  | 4008
214026 | WAYNE | PJM | 230 | 13.8 | 249 | 4070 | unknown
214027 | WAYNE 1 | PJM | 230 | 35 | 248 | 4070 | unknown
214028 | WAYNE 2 | PJM | 230 | 35 | 248 | 4070 | unknown
214029 | WAYNE 3 | PJM | 230 | 35 | 248 | 4070 | unknown
214030 | WAYNEJCT | PJM | 230 | 13.8 | 246 | 4071 | unknown
214031 | WAYNJC1A | PJM | 230 | 230 | 241 | 4071 | unknown
214033 | WAYNJC2A | PJM | 230 | 230 | 241 | 4071 | unknown
214315 | WAYNJC | PJM | 230 | 230 | 241 | 4071 | unknown
214038 | WHTMARSH | PJM | 230 | 69 | 242 | 4072 | unknown |  |  |  | 40.1715 | -75.3101 | 3246 | 40.1715 | -75.3101 | 3246
214039 | WHTMARSH | PJM | 230 | 13.8 | 249 | 4072 | unknown |  |  |  | 40.1715 | -75.3101 | 3246 | 40.1715 | -75.3101 | 3246
214040 | WHTMRSH1 | PJM | 230 | 35 | 248 | 4072 | unknown |  |  |  | 40.1715 | -75.3101 | 3246 | 40.1715 | -75.3101 | 3246
214041 | WHTMRSH2 | PJM | 230 | 35 | 248 | 4072 | unknown |  |  |  | 40.1715 | -75.3101 | 3246 | 40.1715 | -75.3101 | 3246
214042 | WHTMRSH4 | PJM | 230 | 230 | 241 | 4072 | unknown |  |  |  | 40.1715 | -75.3101 | 3246 | 40.1715 | -75.3101 | 3246
214043 | 220-41 TAP | PJM | 230 | 230 | 241 | 4072 | unknown |  |  |  | 40.1715 | -75.3101 | 3246 | 40.1715 | -75.3101 | 3246
214044 | WHTMSHTP | PJM | 230 | 230 | 241 | 4072 | unknown |  |  |  | 40.1715 | -75.3101 | 3246 | 40.1715 | -75.3101 | 3246
214191 | WHTMSH7 TER | PJM | 230 | 13.8 | 244 | 4072 | unknown |  |  |  | 40.1715 | -75.3101 | 3246 | 40.1715 | -75.3101 | 3246
214201 | WHTMRSH2 | PJM | 230 | 13.8 | 249 | 4072 | unknown |  |  |  | 40.1715 | -75.3101 | 3246 | 40.1715 | -75.3101 | 3246
214202 | WHTMRSH3 | PJM | 230 | 13.8 | 249 | 4072 | unknown |  |  |  | 40.1715 | -75.3101 | 3246 | 40.1715 | -75.3101 | 3246
214329 | WHTMRSH6 | PJM | 230 | 230 | 241 | 4072 | unknown |  |  |  | 40.1715 | -75.3101 | 3246 | 40.1715 | -75.3101 | 3246
1000751 | STR_PT_XF_751 | PJM | 230 | 1 | 241 | 4072 | unknown |  |  |  | 40.1715 | -75.3101 | 3246 | 40.1715 | -75.3101 | 3246
214045 | WOODBRN5 | PJM | 230 | 35 | 247 | 4073 | unknown
214046 | WOODBRN6 | PJM | 230 | 35 | 247 | 4073 | unknown
214047 | WOODBRN7 | PJM | 230 | 230 | 241 | 4073 | unknown
214048 | WOODBRN7 | PJM | 230 | 35 | 247 | 4073 | unknown
214049 | WOODBRN8 | PJM | 230 | 230 | 241 | 4073 | unknown
214050 | WOODBRN9 | PJM | 230 | 230 | 241 | 4073 | unknown
214051 | WOODBRNE | PJM | 230 | 230 | 241 | 4073 | unknown
214053 | WOODLYN | PJM | 230 | 138 | 241 | 4074 | unknown | [5 empty] | 3995 |  |  | 3995
214054 | WOODLYN1 | PJM | 230 | 35 | 248 | 4074 | unknown | [5 empty] | 3995 |  |  | 3995
214055 | WOODLYN2 | PJM | 230 | 35 | 248 | 4074 | unknown | [5 empty] | 3995 |  |  | 3995
214056 | WOODLYN4 | PJM | 230 | 69 | 242 | 4074 | unknown | [5 empty] | 3995 |  |  | 3995
214192 | WOODLYN4 TER | PJM | 230 | 13.8 | 244 | 4074 | unknown | [5 empty] | 3995 |  |  | 3995
1000740 | STR_PT_XF_740 | PJM | 230 | 1 | 241 | 4074 | unknown | [5 empty] | 3995 |  |  | 3995
214057 | WSTMLND | PJM | 230 | 230 | 241 | 4075 | unknown | [6 empty] | 40.1715 | -75.3101 | 3246
214058 | WSTMLND | PJM | 230 | 13.8 | 243 | 4075 | unknown | [6 empty] | 40.1715 | -75.3101 | 3246
214059 | WSTMLND2 | PJM | 230 | 230 | 241 | 4075 | unknown | [6 empty] | 40.1715 | -75.3101 | 3246
214060 | WSTMLND3 | PJM | 230 | 230 | 241 | 4075 | unknown | [6 empty] | 40.1715 | -75.3101 | 3246
214083 | COOPER | PJM | 230 | 35 | 247 | 4076 | unknown | [6 empty] | 39.6886 | -76.5392 | 3236
214084 | COOPER | PJM | 230 | 230 | 241 | 4076 | unknown | [6 empty] | 39.6886 | -76.5392 | 3236
214087 | COOPER2 | PJM | 230 | 230 | 241 | 4076 | unknown | [6 empty] | 39.6886 | -76.5392 | 3236
214215 | COOPER2 | PJM | 230 | 35 | 247 | 4076 | unknown | [6 empty] | 39.6886 | -76.5392 | 3236
214213 | LOCK1T | PJM | 230 | 230 | 241 | 4077 | unknown |  |  |  | 40.2207 | -75.5827 | 3255 | 40.2207 | -75.5827 | 3255
214214 | LOCK1 | PJM | 230 | 35 | 247 | 4077 | unknown |  |  |  | 40.2207 | -75.5827 | 3255 | 40.2207 | -75.5827 | 3255
214296 | LOCK61 | PJM | 230 | 230 | 241 | 4077 | unknown |  |  |  | 40.2207 | -75.5827 | 3255 | 40.2207 | -75.5827 | 3255
214297 | LOCK99 | PJM | 230 | 230 | 241 | 4077 | unknown |  |  |  | 40.2207 | -75.5827 | 3255 | 40.2207 | -75.5827 | 3255
214216 | POST97 | PJM | 230 | 230 | 241 | 4078 | unknown |  |  |  | 39.8182 | -75.4333 | 12918 | 39.8182 | -75.4333 | 12918
214217 | POST23 | PJM | 230 | 13.8 | 246 | 4078 | unknown |  |  |  | 39.8182 | -75.4333 | 12918 | 39.8182 | -75.4333 | 12918
214287 | POST39 | PJM | 230 | 230 | 241 | 4078 | unknown |  |  |  | 39.8182 | -75.4333 | 12918 | 39.8182 | -75.4333 | 12918
214288 | POST2T | PJM | 230 | 230 | 241 | 4078 | unknown |  |  |  | 39.8182 | -75.4333 | 12918 | 39.8182 | -75.4333 | 12918
214289 | POST1 | PJM | 230 | 230 | 241 | 4078 | unknown |  |  |  | 39.8182 | -75.4333 | 12918 | 39.8182 | -75.4333 | 12918
214290 | POST1T | PJM | 230 | 230 | 241 | 4078 | unknown |  |  |  | 39.8182 | -75.4333 | 12918 | 39.8182 | -75.4333 | 12918
214291 | POST3T | PJM | 230 | 230 | 241 | 4078 | unknown |  |  |  | 39.8182 | -75.4333 | 12918 | 39.8182 | -75.4333 | 12918
214302 | UPLAND7 | PJM | 230 | 230 | 241 | 4079 | unknown | [8 empty] | 4008
214303 | UPLAND2 | PJM | 230 | 230 | 241 | 4079 | unknown | [8 empty] | 4008
214304 | UPLAND1 | PJM | 230 | 13.8 | 243 | 4079 | unknown | [8 empty] | 4008
214306 | CIVIC9T | PJM | 230 | 69 | 242 | 4080 | unknown | [5 empty] | 4008 |  |  | 4008
214307 | CIVIC83 | PJM | 230 | 69 | 242 | 4080 | unknown | [5 empty] | 4008 |  |  | 4008
214308 | CIVIC23 | PJM | 230 | 69 | 242 | 4080 | unknown | [5 empty] | 4008 |  |  | 4008
214309 | CIVIC25 | PJM | 230 | 69 | 242 | 4080 | unknown | [5 empty] | 4008 |  |  | 4008
214310 | CIVIC_1 | PJM | 230 | 69 | 242 | 4080 | unknown | [5 empty] | 4008 |  |  | 4008
214311 | CIVIC_2 | PJM | 230 | 69 | 242 | 4080 | unknown | [5 empty] | 4008 |  |  | 4008
214312 | CIVIC09 | PJM | 230 | 69 | 242 | 4080 | unknown | [5 empty] | 4008 |  |  | 4008
214313 | CIVIC8T | PJM | 230 | 69 | 242 | 4080 | unknown | [5 empty] | 4008 |  |  | 4008
214314 | CIVIC | PJM | 230 | 13.8 | 243 | 4080 | unknown | [5 empty] | 4008 |  |  | 4008
214316 | NAVYYD_1 | PJM | 230 | 230 | 241 | 4081 | unknown | [8 empty] | 4008
214317 | NAVYYD_2 | PJM | 230 | 230 | 241 | 4081 | unknown | [8 empty] | 4008
214318 | NAVYYD75 | PJM | 230 | 230 | 241 | 4081 | unknown | [8 empty] | 4008
214319 | NAVYYD1T | PJM | 230 | 230 | 241 | 4081 | unknown | [8 empty] | 4008
214320 | NAVYYD3 | PJM | 230 | 230 | 241 | 4081 | unknown | [8 empty] | 4008
214321 | NAVYYDPL | PJM | 230 | 230 | 241 | 4081 | unknown | [8 empty] | 4008
214322 | NAVYYD4 | PJM | 230 | 230 | 241 | 4081 | unknown | [8 empty] | 4008
214323 | NAVYYD3T | PJM | 230 | 230 | 241 | 4081 | unknown | [8 empty] | 4008
214324 | NAVYYD | PJM | 230 | 13.8 | 243 | 4081 | unknown | [8 empty] | 4008
216900 | ATHENIA | PJM | 231 | 230 | 250 | 4082 | known |  | 40.8613 | -74.1583
216901 | ATHENIA_138 | PJM | 231 | 138 | 250 | 4082 | known
217070 | CLIFTON_B | PJM | 231 | 230 | 250 | 4082 | known
217071 | CLIFTON_K | PJM | 231 | 230 | 250 | 4082 | known
217094 | ATHENIA_AB | PJM | 231 | 26.4 | 250 | 4082 | known
217095 | ATHENIA_L4 | PJM | 231 | 26.4 | 250 | 4082 | known
217096 | ATHENIA_IM | PJM | 231 | 26.4 | 250 | 4082 | known
217097 | ATHENIA_OU | PJM | 231 | 26.4 | 250 | 4082 | known
217102 | CLIFTON_L2 | PJM | 231 | 13.2 | 250 | 4082 | known
217103 | CLIFTON_L1 | PJM | 231 | 13.2 | 250 | 4082 | known
217176 | GREATFALLS | PJM | 231 | 4.2 | 250 | 4082 | known
216903 | HOMESTED_X | PJM | 231 | 230 | 250 | 4083 | known |  | 40.7789 | -74.0423
216904 | HOMESTED_Y | PJM | 231 | 230 | 250 | 4083 | known |  | 40.7789 | -74.0423
216980 | HOMESTED_L2 | PJM | 231 | 13.2 | 250 | 4083 | known
216981 | HOMESTED_L4 | PJM | 231 | 13.2 | 250 | 4083 | known
216982 | HOMESTED_L1 | PJM | 231 | 13.2 | 250 | 4083 | known
216983 | HOMESTED_L3 | PJM | 231 | 13.2 | 250 | 4083 | known
216999 | 49THST_Y | PJM | 231 | 230 | 250 | 4083 | known
216908 | BAYONNE | PJM | 231 | 345 | 250 | 4084 | known |  | 40.6941 | -74.1056
216994 | BAYONNE_10 | PJM | 231 | 13.2 | 250 | 4084 | known
216995 | BAYONNE_30 | PJM | 231 | 13.2 | 250 | 4084 | known
216996 | BAYONNE_20 | PJM | 231 | 13.2 | 250 | 4084 | known
216997 | BAYONNE_40 | PJM | 231 | 13.2 | 250 | 4084 | known
216998 | BAYONNE_AB | PJM | 231 | 26.4 | 250 | 4084 | known
217081 | WEATEXAS C | PJM | 231 | 13.2 | 250 | 4084 | known
217959 | BAYONNE_A | PJM | 231 | 138 | 250 | 4084 | known
217992 | BAYONNE_69 | PJM | 231 | 69 | 250 | 4084 | known
216909 | BELLVLLE_1 | PJM | 231 | 230 | 250 | 4085 | known
217098 | BELLVLLE_26 | PJM | 231 | 26.4 | 250 | 4085 | known
217320 | BELLVLLE_2 | PJM | 231 | 230 | 250 | 4085 | known |  | 40.8029 | -74.1423
217321 | BELLVLLE_3 | PJM | 231 | 230 | 250 | 4085 | known
218156 | BELLEVILL_69 | PJM | 231 | 69 | 250 | 4085 | known
216911 | SPRINGRD_3 | PJM | 231 | 230 | 250 | 4086 | known
216926 | SPRINGRD_L1 | PJM | 231 | 13.2 | 250 | 4086 | known
216927 | SPRINGRD_L2 | PJM | 231 | 13.2 | 250 | 4086 | known
217258 | SPRINGRD_2 | PJM | 231 | 230 | 250 | 4086 | known |  | 40.696 | -74.3009
217259 | SPRINGFD_69 | PJM | 231 | 69 | 251 | 4086 | known
219051 | SPRINGRD_1 | PJM | 231 | 230 | 250 | 4086 | known
216912 | POLHEMS_L1 | PJM | 231 | 13.2 | 251 | 4087 | known
216913 | POLHEMS_L2 | PJM | 231 | 13.2 | 251 | 4087 | known
218302 | BRIDGWTR | PJM | 231 | 230 | 251 | 4087 | known |  | 40.5603 | -74.5645
218348 | BRIDGWTR_AB | PJM | 231 | 26.4 | 251 | 4087 | known
218349 | BRDGWTR_69 | PJM | 231 | 69 | 251 | 4087 | known
219249 | CENTRALDIV C | PJM | 231 | 13.2 | 251 | 4087 | known
216914 | WORANGE | PJM | 231 | 230 | 250 | 4088 | known |  | 40.7898 | -74.2573
216958 | MARIONDR_L2 | PJM | 231 | 13.2 | 250 | 4088 | known
216959 | MARIONDR_L1 | PJM | 231 | 13.2 | 250 | 4088 | known
216968 | WORANGE_IM | PJM | 231 | 26.4 | 250 | 4088 | known
216969 | WORANGE_OU | PJM | 231 | 26.4 | 250 | 4088 | known
216970 | WORANGE_RX | PJM | 231 | 26.4 | 250 | 4088 | known
216974 | MARIONDR_L | PJM | 231 | 230 | 250 | 4088 | known
216975 | MARIONDR_J | PJM | 231 | 230 | 250 | 4088 | known
216915 | CDRGV | PJM | 231 | 230 | 250 | 4089 | known |  | 40.8673 | -74.2176
216928 | CDRGV_L1 | PJM | 231 | 13.2 | 250 | 4089 | known
216929 | CDRGV_L2 | PJM | 231 | 13.2 | 250 | 4089 | known
218155 | CEDARGROVE69 | PJM | 231 | 69 | 250 | 4089 | known
216917 | ERUTHF_3 | PJM | 231 | 138 | 250 | 4090 | unknown | [5 empty] | 4110 |  |  | 4110
217042 | ERUTHF_10 | PJM | 231 | 13.2 | 250 | 4090 | unknown | [5 empty] | 4110 |  |  | 4110
217043 | ERUTHF_20 | PJM | 231 | 13.2 | 250 | 4090 | unknown | [5 empty] | 4110 |  |  | 4110
217044 | ERUTHF_AB | PJM | 231 | 26.4 | 250 | 4090 | unknown | [5 empty] | 4110 |  |  | 4110
217304 | ERUTHF_1 | PJM | 231 | 138 | 250 | 4090 | unknown | [5 empty] | 4110 |  |  | 4110
217305 | ERUTHF_2 | PJM | 231 | 138 | 250 | 4090 | unknown | [5 empty] | 4110 |  |  | 4110
218169 | ERUTHF_69A | PJM | 231 | 69 | 250 | 4090 | unknown | [5 empty] | 4110 |  |  | 4110
218170 | ERUTHF_69B | PJM | 231 | 69 | 250 | 4090 | unknown | [5 empty] | 4110 |  |  | 4110
216918 | TURNPIKE_M | PJM | 231 | 230 | 250 | 4091 | known |  | 40.7607 | -74.1171
216919 | TURNPIKE_B | PJM | 231 | 230 | 250 | 4091 | known |  | 40.7607 | -74.1171
217016 | TURNPIKE_L1 | PJM | 231 | 13.2 | 250 | 4091 | known
217017 | TURNPIKE_L2 | PJM | 231 | 13.2 | 250 | 4091 | known
217194 | REDH C | PJM | 231 | 13.2 | 250 | 4091 | known
216920 | COOKRD_C | PJM | 231 | 230 | 250 | 4092 | known |  | 40.8118 | -74.1783
216921 | COOKRD_M | PJM | 231 | 230 | 250 | 4092 | known |  | 40.8118 | -74.1783
216934 | COOKRD_L2 | PJM | 231 | 13.2 | 250 | 4092 | known
216935 | COOKRD_L4 | PJM | 231 | 13.2 | 250 | 4092 | known
216936 | COOKRD_L1 | PJM | 231 | 13.2 | 250 | 4092 | known
216937 | COOKRD_L3 | PJM | 231 | 13.2 | 250 | 4092 | known
216922 | WCALDWEL_M | PJM | 231 | 230 | 250 | 4093 | known |  | 40.8542 | -74.2906
216923 | WCALDWEL_K | PJM | 231 | 230 | 250 | 4093 | known |  | 40.8542 | -74.2906
216964 | WCALDWEL_L1 | PJM | 231 | 13.2 | 250 | 4093 | known
216965 | WCALDWEL_L3 | PJM | 231 | 13.2 | 250 | 4093 | known
216966 | WCALDWEL_L2 | PJM | 231 | 13.2 | 250 | 4093 | known
216967 | WCALDWEL_L4 | PJM | 231 | 13.2 | 250 | 4093 | known
216924 | NORTHAV_L1 | PJM | 231 | 13.2 | 250 | 4094 | known
216925 | NORTHAV_L2 | PJM | 231 | 13.2 | 250 | 4094 | known
216993 | NORTHAV | PJM | 231 | 345 | 250 | 4094 | known |  | 40.6694 | -74.1742
216930 | VAUXHLL_L2 | PJM | 231 | 13.2 | 250 | 4095 | unknown | [5 empty] | 4086 |  |  | 4086
216933 | VAUXHLL_L1 | PJM | 231 | 13.2 | 250 | 4095 | unknown | [5 empty] | 4086 |  |  | 4086
217260 | VAUXHALL69 | PJM | 231 | 69 | 250 | 4095 | unknown | [5 empty] | 4086 |  |  | 4086
216931 | 19THAVE_L1 | PJM | 231 | 13.2 | 250 | 4096 | unknown |  |  |  | 40.7466 | -74.1934 | 4135 | 40.7466 | -74.1934 | 4135
216932 | 19THAVE_L2 | PJM | 231 | 13.2 | 250 | 4096 | unknown |  |  |  | 40.7466 | -74.1934 | 4135 | 40.7466 | -74.1934 | 4135
217261 | 19TH AVE 69 | PJM | 231 | 69 | 250 | 4096 | unknown |  |  |  | 40.7466 | -74.1934 | 4135 | 40.7466 | -74.1934 | 4135
216938 | FOUNDRY_L1 | PJM | 231 | 13.2 | 250 | 4097 | unknown |  |  |  | 40.7384 | -74.0966 | 4125 | 40.7384 | -74.0966 | 4125
216939 | FOUNDRY_L2 | PJM | 231 | 13.2 | 250 | 4097 | unknown |  |  |  | 40.7384 | -74.0966 | 4125 | 40.7384 | -74.0966 | 4125
217049 | FOUNDRY_1 | PJM | 231 | 138 | 250 | 4097 | unknown |  |  |  | 40.7384 | -74.0966 | 4125 | 40.7384 | -74.0966 | 4125
217324 | FOUNDRY_2 | PJM | 231 | 138 | 250 | 4097 | unknown |  |  |  | 40.7384 | -74.0966 | 4125 | 40.7384 | -74.0966 | 4125
217334 | FOUNDRY_3 | PJM | 231 | 138 | 250 | 4097 | unknown |  |  |  | 40.7384 | -74.0966 | 4125 | 40.7384 | -74.0966 | 4125
217973 | FOUNDRY 69 | PJM | 231 | 69 | 250 | 4097 | unknown |  |  |  | 40.7384 | -74.0966 | 4125 | 40.7384 | -74.0966 | 4125
216940 | FEDERLSQ_L1 | PJM | 231 | 4.16 | 250 | 4098 | unknown | [5 empty] | 4131 |  |  | 4131
216941 | FEDERLSQ_L2 | PJM | 231 | 4.16 | 250 | 4098 | unknown | [5 empty] | 4131 |  |  | 4131
216942 | FEDERLSQ_L3 | PJM | 231 | 4.16 | 250 | 4098 | unknown | [5 empty] | 4131 |  |  | 4131
217119 | FEDERLSQ_4 | PJM | 231 | 138 | 250 | 4098 | unknown | [5 empty] | 4131 |  |  | 4131
217328 | FEDERLSQ_1 | PJM | 231 | 138 | 250 | 4098 | unknown | [5 empty] | 4131 |  |  | 4131
217329 | FEDERLSQ_3 | PJM | 231 | 138 | 250 | 4098 | unknown | [5 empty] | 4131 |  |  | 4131
217333 | FEDERLSQ_2 | PJM | 231 | 138 | 250 | 4098 | unknown | [5 empty] | 4131 |  |  | 4131
217974 | FEDSQUARE69 | PJM | 231 | 69 | 250 | 4098 | unknown | [5 empty] | 4131 |  |  | 4131
216943 | MMC_NJT | PJM | 231 | 230 | 250 | 4099 | known |  | 40.7456 | -74.1026
216960 | NJTMDW_EAST | PJM | 231 | 55 | 250 | 4099 | known
216961 | NJTMDW_WEST | PJM | 231 | 55 | 250 | 4099 | known
217018 | NJT_T91 | PJM | 231 | 13.2 | 250 | 4099 | known
217019 | NJT_T92 | PJM | 231 | 13.2 | 250 | 4099 | known
216944 | JACKSNRD_L1 | PJM | 231 | 13.2 | 250 | 4100 | known
216945 | JACKSNRD_L2 | PJM | 231 | 13.2 | 250 | 4100 | known
216946 | JACKSNRD_L3 | PJM | 231 | 13.2 | 250 | 4100 | known
216947 | JACKSNRD_L4 | PJM | 231 | 13.2 | 250 | 4100 | known
217054 | JACKSNRD | PJM | 231 | 230 | 250 | 4100 | known |  | 40.9069 | -74.2452
218196 | JACKSON_69 | PJM | 231 | 69 | 250 | 4100 | known
216948 | HINCHAV_10 | PJM | 231 | 13.2 | 250 | 4101 | known
216949 | HINCHAV_20 | PJM | 231 | 13.2 | 250 | 4101 | known
217052 | HINCHAV_4 | PJM | 231 | 230 | 250 | 4101 | known
217313 | HINCHAV_1 | PJM | 231 | 230 | 250 | 4101 | known |  | 40.9554 | -74.2228
217314 | HINCHAV_2 | PJM | 231 | 230 | 250 | 4101 | known
217315 | HINCHAV_3 | PJM | 231 | 230 | 250 | 4101 | known
218157 | HINCHAV_69 | PJM | 231 | 69 | 250 | 4101 | known
216952 | KULLERRD_L1 | PJM | 231 | 13.2 | 250 | 4102 | unknown |  |  |  | 40.8379 | -74.1593 | 4154 | 40.8379 | -74.1593 | 4154
216953 | KULLERRD_L2 | PJM | 231 | 13.2 | 250 | 4102 | unknown |  |  |  | 40.8379 | -74.1593 | 4154 | 40.8379 | -74.1593 | 4154
217088 | KULLERRD_69 | PJM | 231 | 69 | 250 | 4102 | unknown |  |  |  | 40.8379 | -74.1593 | 4154 | 40.8379 | -74.1593 | 4154
216954 | LAUREL_L2 | PJM | 231 | 13.2 | 250 | 4103 | known
216955 | LAUREL_L4 | PJM | 231 | 13.2 | 250 | 4103 | known
216956 | LAUREL_L1 | PJM | 231 | 13.2 | 250 | 4103 | known
216957 | LAUREL_L3 | PJM | 231 | 13.2 | 250 | 4103 | known
216972 | LAUREL_L | PJM | 231 | 230 | 250 | 4103 | known |  | 40.8032 | -74.2912
216973 | LAUREL_J | PJM | 231 | 230 | 250 | 4103 | known |  | 40.8032 | -74.2912
216971 | WALDWICK_O | PJM | 231 | 230 | 250 | 4104 | known |  | 41.0167 | -74.1253
217062 | WALDWICK | PJM | 231 | 230 | 250 | 4104 | known |  | 41.0167 | -74.1253
217063 | WALDWICK | PJM | 231 | 345 | 250 | 4104 | known |  | 41.0167 | -74.1253
217064 | WALDWICK_E | PJM | 231 | 230 | 250 | 4104 | known |  | 41.0167 | -74.1253
217068 | WALDWICK_F | PJM | 231 | 230 | 250 | 4104 | known |  | 41.0167 | -74.1253
217077 | WALDWICK_30 | PJM | 231 | 13.2 | 250 | 4104 | known |  | 41.0167 | -74.1253
217078 | WALDWICK_40 | PJM | 231 | 13.2 | 250 | 4104 | known |  | 41.0167 | -74.1253
217110 | WALDWICK_20 | PJM | 231 | 13.2 | 250 | 4104 | known |  | 41.0167 | -74.1253
217111 | WALDWICK_10 | PJM | 231 | 13.2 | 250 | 4104 | known |  | 41.0167 | -74.1253
216976 | HOBOKEN_L1 | PJM | 231 | 13.2 | 250 | 4105 | known
216977 | HOBOKEN_L2 | PJM | 231 | 13.2 | 250 | 4105 | known
217072 | HOBOKEN | PJM | 231 | 230 | 250 | 4105 | known |  | 40.7719 | -74.0439
217174 | HOBOKEN_L4 | PJM | 231 | 13.2 | 250 | 4105 | known
217175 | HOBOKEN_L3 | PJM | 231 | 13.2 | 250 | 4105 | known
216978 | KINGLAND_L1 | PJM | 231 | 13.2 | 250 | 4106 | known
216979 | KINGLAND_L2 | PJM | 231 | 13.2 | 250 | 4106 | known
217055 | KINGLAND_C | PJM | 231 | 230 | 250 | 4106 | known |  | 40.792 | -74.1172
217076 | KINGSLAND69 | PJM | 231 | 69 | 250 | 4106 | known
217084 | KINGLAND_K | PJM | 231 | 230 | 250 | 4106 | known |  | 40.792 | -74.1172
217181 | KINGLAND_L3 | PJM | 231 | 13.2 | 250 | 4106 | known
217182 | KINGLAND_L4 | PJM | 231 | 13.2 | 250 | 4106 | known
216984 | HILLSDALE_L1 | PJM | 231 | 13.2 | 250 | 4107 | known
216985 | HILLSDALE_L2 | PJM | 231 | 13.2 | 250 | 4107 | known
216986 | HILLSDALE_L3 | PJM | 231 | 13.2 | 250 | 4107 | known
216987 | HILLSDALE_L4 | PJM | 231 | 13.2 | 250 | 4107 | known
217013 | HILLSDALE | PJM | 231 | 230 | 250 | 4107 | known |  | 41.0079 | -74.0462
217115 | HILLSDALE69 | PJM | 231 | 69 | 250 | 4107 | known
217148 | HILLSDALE_26 | PJM | 231 | 26.4 | 250 | 4107 | known
216988 | LEONIA_L2 | PJM | 231 | 13.2 | 250 | 4108 | known
216989 | LEONIA_L4 | PJM | 231 | 13.2 | 250 | 4108 | known
216990 | LEONIA_L1 | PJM | 231 | 13.2 | 250 | 4108 | known
216991 | LEONIA_L3 | PJM | 231 | 13.2 | 250 | 4108 | known
217089 | LEONIA_2 | PJM | 231 | 230 | 250 | 4108 | known
217936 | LEONIA_1 | PJM | 231 | 230 | 250 | 4108 | known |  | 40.868 | -73.9916
217937 | LEONIA_3 | PJM | 231 | 230 | 250 | 4108 | known
217000 | HUDSN1-10 | PJM | 231 | 230 | 250 | 4109 | known
217001 | HDSN11-18 | PJM | 231 | 230 | 250 | 4109 | known |  | 40.7494 | -74.0734
217069 | JERSEYCITYL1 | PJM | 231 | 13.2 | 250 | 4109 | known
217085 | JERSEYCITYL2 | PJM | 231 | 13.2 | 250 | 4109 | known
216910 | BERGEN_1 | PJM | 231 | 138 | 250 | 4110 | known
217002 | BERGEN_10 | PJM | 231 | 13.2 | 250 | 4110 | known
217003 | BERGEN_30 | PJM | 231 | 13.2 | 250 | 4110 | known
217004 | BERGEN_20 | PJM | 231 | 13.2 | 250 | 4110 | known
217005 | BERGEN_40 | PJM | 231 | 13.2 | 250 | 4110 | known
217006 | BERGEN_26A | PJM | 231 | 26.4 | 250 | 4110 | known
217007 | BERGEN_26B1 | PJM | 231 | 26.4 | 250 | 4110 | known
217008 | BERGEN_26B2 | PJM | 231 | 26.4 | 250 | 4110 | known
217100 | BERGEN | PJM | 231 | 230 | 250 | 4110 | known |  | 40.8404 | -74.0243
217151 | BERGENG1_TIE | PJM | 231 | 138 | 250 | 4110 | known
217155 | BERGEN_5 | PJM | 231 | 138 | 250 | 4110 | known |  | 40.8404 | -74.0242
217156 | BERGEN_2 | PJM | 231 | 138 | 250 | 4110 | known
217157 | BERGEN_R | PJM | 231 | 138 | 250 | 4110 | known
217158 | BERGEN_M | PJM | 231 | 138 | 250 | 4110 | known
217162 | BERGEN_3 | PJM | 231 | 138 | 250 | 4110 | known
217163 | BERGEN_4 | PJM | 231 | 138 | 250 | 4110 | known
217960 | BERGEN | PJM | 231 | 345 | 250 | 4110 | known |  | 40.8404 | -74.0243
218175 | BERGEN_69 | PJM | 231 | 69 | 250 | 4110 | known
217009 | BERGFIELD | PJM | 231 | 230 | 250 | 4111 | known |  | 40.9125 | -73.9992
217152 | BERGFIELD_L1 | PJM | 231 | 13.2 | 250 | 4111 | known
217153 | BERGFIELD_L2 | PJM | 231 | 13.2 | 250 | 4111 | known
217309 | BERGFIELD_2 | PJM | 231 | 230 | 250 | 4111 | known
217310 | BERGFIELD_3 | PJM | 231 | 230 | 250 | 4111 | known
218185 | BERGNFIELD69 | PJM | 231 | 69 | 250 | 4111 | known
217010 | NMILFRD | PJM | 231 | 230 | 250 | 4112 | known |  | 40.9303 | -74.0273
217028 | NMILFRD_30 | PJM | 231 | 13.2 | 250 | 4112 | known
217029 | NMILFRD_10 | PJM | 231 | 13.2 | 250 | 4112 | known
217030 | NMILFRD_20 | PJM | 231 | 13.2 | 250 | 4112 | known
217031 | NMILFRD_40 | PJM | 231 | 13.2 | 250 | 4112 | known
217993 | NMILFORD69 | PJM | 231 | 69 | 250 | 4112 | known
217011 | MAYWOOD_1 | PJM | 231 | 230 | 250 | 4113 | known |  | 40.8991 | -74.0706
217015 | MAYWOOD_3 | PJM | 231 | 230 | 250 | 4113 | known
217038 | MAYWOOD_L1 | PJM | 231 | 13.2 | 250 | 4113 | known
217039 | MAYWOOD_L2 | PJM | 231 | 13.2 | 250 | 4113 | known
217040 | MAYWOOD_L3 | PJM | 231 | 13.2 | 250 | 4113 | known
217041 | MAYWOOD_L4 | PJM | 231 | 13.2 | 250 | 4113 | known
217189 | MAYWOOD 69 | PJM | 231 | 69 | 250 | 4113 | known
217307 | MAYWOOD_2 | PJM | 231 | 230 | 250 | 4113 | known
216951 | FAIRLAWN_5 | PJM | 231 | 138 | 250 | 4114 | known
217014 | FAIRLAWN_3 | PJM | 231 | 138 | 250 | 4114 | known
217046 | FAIRLAWN | PJM | 231 | 230 | 250 | 4114 | known |  | 40.9497 | -74.1284
217047 | FAIRLAWN_2 | PJM | 231 | 138 | 250 | 4114 | known
217104 | FAIRLAWN_AB | PJM | 231 | 26.4 | 250 | 4114 | known
217105 | FAIRLAWN_L2 | PJM | 231 | 26.4 | 250 | 4114 | known
217106 | FAIRLAWN_IM | PJM | 231 | 26.4 | 250 | 4114 | known
217107 | FAIRLAWN_1 | PJM | 231 | 138 | 250 | 4114 | known
217173 | FAIRLAWN_4 | PJM | 231 | 138 | 250 | 4114 | known
218092 | PRIMEENG_G | PJM | 231 | 26.4 | 250 | 4114 | known
218176 | FAIRLAWN_69 | PJM | 231 | 69 | 250 | 4114 | known
217012 | SADDLBRK_6 | PJM | 231 | 230 | 250 | 4115 | known
217024 | SADDLBRK_L1 | PJM | 231 | 13.2 | 250 | 4115 | known
217025 | SADDLBRK_L3 | PJM | 231 | 13.2 | 250 | 4115 | known
217026 | SADDLBRK_L2 | PJM | 231 | 13.2 | 250 | 4115 | known
217027 | SADDLBRK_L4 | PJM | 231 | 13.2 | 250 | 4115 | known
217920 | SADDLEBRK_4 | PJM | 231 | 230 | 250 | 4115 | known
217921 | SADDLEBRK_1 | PJM | 231 | 230 | 250 | 4115 | known
217922 | SADDLEBRK_3 | PJM | 231 | 230 | 250 | 4115 | known
217923 | SADDLEBRK_5 | PJM | 231 | 230 | 250 | 4115 | known |  | 40.8892 | -74.101
217924 | SADDLEBRK_2 | PJM | 231 | 230 | 250 | 4115 | known
217032 | NEWPORT_L1 | PJM | 231 | 13.2 | 250 | 4116 | known
217033 | NEWPORT_L2 | PJM | 231 | 13.2 | 250 | 4116 | known
217074 | NEWPORT | PJM | 231 | 230 | 250 | 4116 | known |  | 40.7328 | -74.048
217268 | NEWPORT_L3 | PJM | 231 | 13.2 | 250 | 4116 | known
217269 | NEWPORT_L4 | PJM | 231 | 13.2 | 250 | 4116 | known
217034 | PENHORN_L1 | PJM | 231 | 13.2 | 250 | 4117 | known
217035 | PENHORN_L2 | PJM | 231 | 13.2 | 250 | 4117 | known
217092 | PENHORN_X | PJM | 231 | 230 | 250 | 4117 | known |  | 40.7514 | -74.0712
217093 | PENHORN_Y | PJM | 231 | 230 | 250 | 4117 | known
218166 | PENHORN69 | PJM | 231 | 69 | 250 | 4117 | known
217036 | NBERGEN_L1 | PJM | 231 | 13.2 | 250 | 4118 | known
217037 | NBERGEN_L2 | PJM | 231 | 13.2 | 250 | 4118 | known
217090 | NBERGEN_R | PJM | 231 | 230 | 250 | 4118 | known |  | 40.8339 | -74.0154
217091 | NBERGEN_U | PJM | 231 | 230 | 250 | 4118 | known |  | 40.8339 | -74.0154
217045 | ESSEX_220-1 | PJM | 231 | 138 | 250 | 4119 | known
217079 | ESSEX | PJM | 231 | 230 | 250 | 4119 | known |  | 40.7384 | -74.1219
217116 | ESSEX_26 | PJM | 231 | 26.4 | 250 | 4119 | known
217124 | ESSEX_PAR | PJM | 231 | 230 | 250 | 4119 | known |  | 40.7384 | -74.1219
217159 | ESSEX_C | PJM | 231 | 138 | 250 | 4119 | known
217186 | ESSEX_G9 | PJM | 231 | 13.8 | 250 | 4119 | known
217206 | BARNGR HS C | PJM | 231 | 26.4 | 250 | 4119 | known
217326 | ESSEX_220-2 | PJM | 231 | 138 | 250 | 4119 | known
218896 | ESSEX_H | PJM | 231 | 138 | 250 | 4119 | known
219078 | ESSEX_PLEADS | PJM | 231 | 230 | 250 | 4119 | known |  | 40.7384 | -74.1219
217050 | LINDEN_138 | PJM | 231 | 138 | 250 | 4120 | known
217958 | LINDEN_345 | PJM | 231 | 345 | 250 | 4120 | known |  | 40.624 | -74.2115
218300 | LINDEN | PJM | 231 | 230 | 251 | 4120 | known |  | 40.624 | -74.2115
218308 | LINDEN_G56 | PJM | 231 | 230 | 251 | 4120 | known
218318 | LINDEN_26 | PJM | 231 | 26.4 | 250 | 4120 | known
218418 | LINDEN_G5 | PJM | 231 | 13.8 | 251 | 4120 | known
218419 | LINDEN_G6 | PJM | 231 | 13.8 | 251 | 4120 | known
218433 | LINDEN1REAC | PJM | 231 | 138 | 250 | 4120 | known
218449 | LINSOLAR C | PJM | 231 | 26.4 | 251 | 4120 | known
218450 | LINSOLAR E | PJM | 231 | 26.4 | 251 | 4120 | known
218516 | UCRR | PJM | 231 | 26.4 | 250 | 4120 | known
219034 | LINDEN_C | PJM | 231 | 138 | 250 | 4120 | known
219035 | LINDEN_G8 | PJM | 231 | 13.8 | 250 | 4120 | known
219036 | LINDEN_G7 | PJM | 231 | 13.8 | 250 | 4120 | known
1000756 | STR_PT_XF_756 | PJM | 231 | 1 | 251 | 4120 | known
1000757 | STR_PT_XF_757 | PJM | 231 | 1 | 250 | 4120 | known
217053 | HAWTHORN_1 | PJM | 231 | 230 | 250 | 4121 | known |  | 40.9664 | -74.1507
217311 | HAWTHORN_2 | PJM | 231 | 230 | 250 | 4121 | known |  | 40.9664 | -74.1507
218153 | HAWTHORN_20 | PJM | 231 | 13.2 | 250 | 4121 | known
218154 | HAWTHORN_30 | PJM | 231 | 13.2 | 250 | 4121 | known
218181 | HAWTH69 | PJM | 231 | 69 | 250 | 4121 | known
217057 | NEWARK | PJM | 231 | 138 | 250 | 4122 | unknown | [5 empty] | 4119 |  |  | 4119
217108 | NEWARK_13 | PJM | 231 | 13.2 | 250 | 4122 | unknown | [5 empty] | 4119 |  |  | 4119
217109 | NEWARK_26 | PJM | 231 | 26.4 | 250 | 4122 | unknown | [5 empty] | 4119 |  |  | 4119
217209 | CENTRL HS C | PJM | 231 | 13.2 | 250 | 4122 | unknown | [5 empty] | 4119 |  |  | 4119
217211 | CAMDEN ST C | PJM | 231 | 13.2 | 250 | 4122 | unknown | [5 empty] | 4119 |  |  | 4119
217058 | MARION | PJM | 231 | 345 | 250 | 4123 | known |  | 40.7468 | -74.0698
217128 | MARION_26 | PJM | 231 | 26.4 | 250 | 4123 | known
217060 | ESSEX_CTG1 | PJM | 231 | 13.8 | 250 | 4124 | unknown | [5 empty] | 4119 |  |  | 4119
217073 | ESSEX_CTG2 | PJM | 231 | 13.8 | 250 | 4124 | unknown | [5 empty] | 4119 |  |  | 4119
217080 | ESSEX_STG3 | PJM | 231 | 13.8 | 250 | 4124 | unknown | [5 empty] | 4119 |  |  | 4119
217113 | ESSEX_NBAY | PJM | 231 | 230 | 250 | 4124 | unknown | [5 empty] | 4119 |  |  | 4119
217061 | KEARNY | PJM | 231 | 230 | 250 | 4125 | known |  | 40.7384 | -74.0966
217083 | KRNY_132 | PJM | 231 | 13.8 | 250 | 4125 | known
217086 | KRNY_131 | PJM | 231 | 13.8 | 250 | 4125 | known
217146 | KRNY_1234 | PJM | 231 | 13.8 | 250 | 4125 | known
217147 | KRNY_1212 | PJM | 231 | 13.8 | 250 | 4125 | known
217167 | KRNY_14 | PJM | 231 | 13.8 | 250 | 4125 | known
217179 | KEARNY_L1 | PJM | 231 | 13.2 | 250 | 4125 | known
217180 | KEARNY_L2 | PJM | 231 | 13.2 | 250 | 4125 | known
218197 | KEARNY_69 | PJM | 231 | 69 | 250 | 4125 | known
1000752 | STR_PT_XF_752 | PJM | 231 | 1 | 250 | 4125 | known
1000753 | STR_PT_XF_753 | PJM | 231 | 1 | 250 | 4125 | known
217099 | SWTRFRP_CD | PJM | 231 | 26.4 | 250 | 4126 | known
217117 | SWTRFRP_8 | PJM | 231 | 230 | 250 | 4126 | known
217145 | SWTRFRP_AB | PJM | 231 | 26.4 | 250 | 4126 | known
217929 | SWTRFRP_1 | PJM | 231 | 230 | 250 | 4126 | known |  | 40.7366 | -74.0552
217930 | SWTRFRP_2 | PJM | 231 | 230 | 250 | 4126 | known
217931 | SWTRFRP_3 | PJM | 231 | 230 | 250 | 4126 | known
217932 | SWTRFRP_4 | PJM | 231 | 230 | 250 | 4126 | known
217933 | SWTRFRP_5 | PJM | 231 | 230 | 250 | 4126 | known
217934 | SWTRFRP_6 | PJM | 231 | 230 | 250 | 4126 | known
217935 | SWTRFRP_7 | PJM | 231 | 230 | 250 | 4126 | known
217101 | STANTER_3 | PJM | 231 | 230 | 250 | 4127 | known
217252 | STANTER_2 | PJM | 231 | 230 | 250 | 4127 | known |  | 40.7127 | -74.2664
217253 | STANLEY69 | PJM | 231 | 69 | 251 | 4127 | known
218430 | STANTER_1 | PJM | 231 | 230 | 250 | 4127 | known
218511 | STANTER_10 | PJM | 231 | 13.2 | 250 | 4127 | known
218512 | STANTER_20 | PJM | 231 | 13.2 | 250 | 4127 | known
217118 | BERGEN 1 ST | PJM | 231 | 18 | 250 | 4128 | unknown | [5 empty] | 4110 |  |  | 4110
217302 | BERGEN_A | PJM | 231 | 138 | 250 | 4128 | unknown | [5 empty] | 4110 |  |  | 4110
217123 | SUNNYM_W | PJM | 231 | 230 | 251 | 4129 | known |  | 40.5124 | -74.6162
218366 | SUNNYM_X | PJM | 231 | 230 | 251 | 4129 | known |  | 40.5124 | -74.6162
218407 | SUNNYM_L4 | PJM | 231 | 13.2 | 251 | 4129 | known
218408 | SUNNYM_L2 | PJM | 231 | 13.2 | 251 | 4129 | known
218409 | SUNNYM_L1 | PJM | 231 | 13.2 | 251 | 4129 | known
218451 | SUNNYM_L3 | PJM | 231 | 13.2 | 251 | 4129 | known
217125 | TOSCO_AB | PJM | 231 | 26.4 | 251 | 4130 | known
218343 | TOSCO_2 | PJM | 231 | 230 | 251 | 4130 | known
218344 | TOSCO_G6 | PJM | 231 | 18 | 251 | 4130 | known
218441 | VFT_2 | PJM | 231 | 230 | 251 | 4130 | known
219045 | TOSCO_1 | PJM | 231 | 230 | 251 | 4130 | known
219046 | TOSCO_3 | PJM | 231 | 230 | 251 | 4130 | known
219047 | TOSCO_4 | PJM | 231 | 230 | 251 | 4130 | known
219048 | TOSCO_5 | PJM | 231 | 230 | 251 | 4130 | known |  | 40.6305 | -74.2145
219050 | VFT_1 | PJM | 231 | 230 | 251 | 4130 | known
219055 | VFT_3 | PJM | 231 | 230 | 251 | 4130 | known
217129 | BAYWAY_26 | PJM | 231 | 26.4 | 250 | 4131 | known
217134 | BAYWAY | PJM | 231 | 345 | 250 | 4131 | known |  | 40.6446 | -74.2059
217955 | BAYWAY_K | PJM | 231 | 138 | 250 | 4131 | known
217956 | BAYWAY_Q | PJM | 231 | 138 | 250 | 4131 | known
217138 | BERGEN_2CT1 | PJM | 231 | 18 | 250 | 4132 | known
217139 | BERGEN_2CT2 | PJM | 231 | 18 | 250 | 4132 | known
217140 | BERGEN_2ST | PJM | 231 | 18 | 250 | 4132 | known
217144 | BERGEN_COLL | PJM | 231 | 230 | 250 | 4132 | known |  | 40.8404 | -74.0243
217143 | BUR12_138 | PJM | 231 | 138 | 252 | 4133 | known
219102 | BURLING | PJM | 231 | 230 | 252 | 4133 | known |  | 40.0751 | -74.8743
219164 | BURLNG_26 | PJM | 231 | 26.4 | 252 | 4133 | known
219221 | BURLING_CT1 | PJM | 231 | 13.8 | 252 | 4133 | known
219222 | BURLING_CT2 | PJM | 231 | 13.8 | 252 | 4133 | known
219223 | BURLING_CT3 | PJM | 231 | 13.8 | 252 | 4133 | known
219224 | BURLING_CT4 | PJM | 231 | 13.8 | 252 | 4133 | known
219401 | BURLINGTON69 | PJM | 231 | 69 | 252 | 4133 | known
219607 | WPEMNERT C | PJM | 231 | 26.4 | 252 | 4133 | known
219610 | FLORENCE C | PJM | 231 | 26.4 | 252 | 4133 | known
217150 | LAWRENCE | PJM | 231 | 230 | 252 | 4134 | known |  | 40.2807 | -74.7548
219153 | LAWRENCE_69 | PJM | 231 | 69 | 252 | 4134 | known
219190 | LAWRENCE_10 | PJM | 231 | 13.2 | 252 | 4134 | known
219191 | LAWRENCE_30 | PJM | 231 | 13.2 | 252 | 4134 | known
219192 | LAWRENCE_20 | PJM | 231 | 13.2 | 252 | 4134 | known
219193 | LAWRENCE_40 | PJM | 231 | 13.2 | 252 | 4134 | known
219194 | LAWRENCE_26 | PJM | 231 | 26.4 | 252 | 4134 | known
219817 | TRENTONSOL C | PJM | 231 | 13.2 | 252 | 4134 | known
217170 | MCCARTER | PJM | 231 | 230 | 250 | 4135 | known |  | 40.7466 | -74.1934
217171 | MCCARTER_26 | PJM | 231 | 26.4 | 250 | 4135 | known
218198 | MCCARTER_69 | PJM | 231 | 69 | 250 | 4135 | known
217177 | CNV_BRG2 | PJM | 231 | 77 | 250 | 4136 | unknown |  |  |  | 40.8322 | -74.0126 | 4255 | 40.8322 | -74.0126 | 4255
217178 | Q206_HUDSNDC | PJM | 231 | 345 | 250 | 4136 | unknown |  |  |  | 40.8322 | -74.0126 | 4255 | 40.8322 | -74.0126 | 4255
217188 | WHELABTR_G | PJM | 231 | 13.8 | 252 | 4137 | unknown |  |  |  | 40.1806 | -74.7325 | 12927 | 40.1806 | -74.7325 | 12927
219157 | WHELABTR | PJM | 231 | 230 | 252 | 4137 | unknown |  |  |  | 40.1806 | -74.7325 | 12927 | 40.1806 | -74.7325 | 12927
217190 | NEC | PJM | 231 | 230 | 250 | 4138 | known |  | 40.7384 | -74.1219
217191 | NEC_CT1 | PJM | 231 | 18 | 250 | 4138 | known
217192 | NEC_CT2 | PJM | 231 | 18 | 250 | 4138 | known
217193 | NEC_ST | PJM | 231 | 18 | 250 | 4138 | known
217262 | ORNGHGHTS69 | PJM | 231 | 69 | 250 | 4139 | known
217263 | ORNGHGHTS_4 | PJM | 231 | 4.16 | 250 | 4139 | known
217766 | ORNGHGHTS230 | PJM | 231 | 230 | 250 | 4139 | known |  | 40.7649 | -74.2463
217287 | GREENVILLE | PJM | 231 | 4.2 | 250 | 4140 | unknown |  |  |  | 40.6941 | -74.1056 | 4084 | 40.6941 | -74.1056 | 4084
217288 | GRNVILLE69 | PJM | 231 | 69 | 250 | 4140 | unknown |  |  |  | 40.6941 | -74.1056 | 4084 | 40.6941 | -74.1056 | 4084
217292 | IRONBOUND69 | PJM | 231 | 69 | 250 | 4141 | unknown | [8 empty] | 4131
217293 | IRONBOUND4 | PJM | 231 | 4.2 | 250 | 4141 | unknown | [8 empty] | 4131
217298 | PORTST69 | PJM | 231 | 69 | 250 | 4142 | unknown | [8 empty] | 4131
217299 | PORTST_L1 | PJM | 231 | 13.2 | 250 | 4142 | unknown | [8 empty] | 4131
217300 | PORTST_L2 | PJM | 231 | 13.2 | 250 | 4142 | unknown | [8 empty] | 4131
217338 | TOTOWA | PJM | 231 | 4.2 | 250 | 4143 | unknown | [5 empty] | 4100 |  |  | 4100
218159 | TOTOWA69 | PJM | 231 | 69 | 250 | 4143 | unknown | [5 empty] | 4100 |  |  | 4100
217340 | VANWINKLE | PJM | 231 | 4.16 | 250 | 4144 | unknown | [5 empty] | 4085 |  |  | 4085
218171 | VANWINKLE69 | PJM | 231 | 69 | 250 | 4144 | unknown | [5 empty] | 4085 |  |  | 4085
217351 | PVSC | PJM | 231 | 69 | 250 | 4145 | unknown |  |  |  | 40.6941 | -74.1056 | 4084 | 40.6941 | -74.1056 | 4084
217975 | PVSC_A | PJM | 231 | 13.2 | 250 | 4145 | unknown |  |  |  | 40.6941 | -74.1056 | 4084 | 40.6941 | -74.1056 | 4084
217976 | PVSC_B | PJM | 231 | 13.2 | 250 | 4145 | unknown |  |  |  | 40.6941 | -74.1056 | 4084 | 40.6941 | -74.1056 | 4084
217390 | PATERSON69 | PJM | 231 | 69 | 250 | 4146 | unknown | [8 empty] | 4101
217391 | PATERSON26 | PJM | 231 | 26.4 | 250 | 4146 | unknown | [8 empty] | 4101
217395 | PASSAIC69 | PJM | 231 | 69 | 250 | 4147 | unknown | [6 empty] | 40.8991 | -74.0706 | 4113
217396 | PASSAIC4 | PJM | 231 | 4.2 | 250 | 4147 | unknown | [6 empty] | 40.8991 | -74.0706 | 4113
217408 | GRT NOTC | PJM | 231 | 4.16 | 250 | 4148 | unknown |  |  |  | 40.8673 | -74.2176 | 4089 | 40.8673 | -74.2176 | 4089
218161 | GR NOTCH69 | PJM | 231 | 69 | 250 | 4148 | unknown |  |  |  | 40.8673 | -74.2176 | 4089 | 40.8673 | -74.2176 | 4089
217436 | SOUTHPAT4 | PJM | 231 | 4.16 | 250 | 4149 | unknown
218241 | SOUTHPAT69 | PJM | 231 | 69 | 250 | 4149 | unknown
217554 | CLAYST_4 | PJM | 231 | 4.16 | 250 | 4150 | unknown |  |  |  | 40.7466 | -74.1934 | 4135 | 40.7466 | -74.1934 | 4135
218160 | CLAYST_69 | PJM | 231 | 69 | 250 | 4150 | unknown |  |  |  | 40.7466 | -74.1934 | 4135 | 40.7466 | -74.1934 | 4135
217608 | NORTHPAT_4 | PJM | 231 | 4.2 | 250 | 4151 | unknown | [5 empty] | 4101 |  |  | 4101
218180 | NORTHPAT69 | PJM | 231 | 69 | 250 | 4151 | unknown | [5 empty] | 4101 |  |  | 4101
217616 | WAR PT 4KV | PJM | 231 | 4.2 | 250 | 4152 | unknown | [5 empty] | 4114 |  |  | 4114
218178 | WARRENPT69 | PJM | 231 | 69 | 250 | 4152 | unknown | [5 empty] | 4114 |  |  | 4114
217620 | MCLEAN 4KV | PJM | 231 | 4.2 | 250 | 4153 | unknown | [5 empty] | 4114 |  |  | 4114
218179 | MCLEAN69 | PJM | 231 | 69 | 250 | 4153 | unknown | [5 empty] | 4114 |  |  | 4114
217729 | HARVEY230 | PJM | 231 | 230 | 250 | 4154 | known |  | 40.8379 | -74.1593
217730 | HARVEY69 | PJM | 231 | 69 | 250 | 4154 | known
217734 | HARVEY_L1 | PJM | 231 | 13.2 | 250 | 4154 | known
217735 | HARVEY_L2 | PJM | 231 | 13.2 | 250 | 4154 | known
217737 | ACADEMY69 | PJM | 231 | 69 | 250 | 4155 | unknown |  |  |  | 40.7384 | -74.0966 | 4125 | 40.7384 | -74.0966 | 4125
217740 | ACADEMY_L1 | PJM | 231 | 13.2 | 250 | 4155 | unknown |  |  |  | 40.7384 | -74.0966 | 4125 | 40.7384 | -74.0966 | 4125
217741 | ACADEMY_L2 | PJM | 231 | 13.2 | 250 | 4155 | unknown |  |  |  | 40.7384 | -74.0966 | 4125 | 40.7384 | -74.0966 | 4125
217770 | TONEYBRK_69 | PJM | 231 | 69 | 250 | 4156 | unknown | [5 empty] | 4085 |  |  | 4085
217771 | TONEYBROOK | PJM | 231 | 4.16 | 250 | 4156 | unknown | [5 empty] | 4085 |  |  | 4085
217772 | LAKESIDE_69 | PJM | 231 | 69 | 250 | 4157 | unknown | [5 empty] | 4139 |  |  | 4139
217773 | LAKESIDE_4 | PJM | 231 | 4.16 | 250 | 4157 | unknown | [5 empty] | 4139 |  |  | 4139
217799 | HACKNSK_4 | PJM | 231 | 4.2 | 250 | 4158 | unknown |  |  |  | 40.9303 | -74.0273 | 4112 | 40.9303 | -74.0273 | 4112
217800 | HACKNSK69 | PJM | 231 | 69 | 250 | 4158 | unknown |  |  |  | 40.9303 | -74.0273 | 4112 | 40.9303 | -74.0273 | 4112
217816 | PLAUDERVIL69 | PJM | 231 | 69 | 250 | 4159 | unknown |  |  |  | 40.8991 | -74.0706 | 4113 | 40.8991 | -74.0706 | 4113
217817 | PLAUDER_L1 | PJM | 231 | 13.2 | 250 | 4159 | unknown |  |  |  | 40.8991 | -74.0706 | 4113 | 40.8991 | -74.0706 | 4113
217818 | PLAUDER_L2 | PJM | 231 | 13.2 | 250 | 4159 | unknown |  |  |  | 40.8991 | -74.0706 | 4113 | 40.8991 | -74.0706 | 4113
217826 | DUMNT4KV | PJM | 231 | 4.2 | 250 | 4160 | unknown |  |  |  | 40.9125 | -73.9992 | 4111 | 40.9125 | -73.9992 | 4111
218184 | DUMONT69 | PJM | 231 | 69 | 250 | 4160 | unknown |  |  |  | 40.9125 | -73.9992 | 4111 | 40.9125 | -73.9992 | 4111
217839 | SPVALLEY_4KV | PJM | 231 | 4.2 | 250 | 4161 | unknown | [5 empty] | 4114 |  |  | 4114
218183 | SPVALLEY69 | PJM | 231 | 69 | 250 | 4161 | unknown | [5 empty] | 4114 |  |  | 4114
217846 | PARAMUS4-KV | PJM | 231 | 4.2 | 250 | 4162 | unknown | [5 empty] | 4114 |  |  | 4114
218182 | PARAMUS69 | PJM | 231 | 69 | 250 | 4162 | unknown | [5 empty] | 4114 |  |  | 4114
217869 | AIRPORT | PJM | 231 | 345 | 250 | 4163 | known |  | 40.7036 | -74.1464
217872 | AIRPORT_26 | PJM | 231 | 26.4 | 250 | 4163 | known
217875 | HASBRTS_4 | PJM | 231 | 4.2 | 250 | 4164 | unknown |  |  |  | 40.8991 | -74.0706 | 4113 | 40.8991 | -74.0706 | 4113
218186 | HASBHTS69 | PJM | 231 | 69 | 250 | 4164 | unknown |  |  |  | 40.8991 | -74.0706 | 4113 | 40.8991 | -74.0706 | 4113
217947 | MADISON4-KV | PJM | 231 | 4.2 | 250 | 4165 | unknown | [5 empty] | 4117 |  |  | 4117
218167 | MADISON69 | PJM | 231 | 69 | 250 | 4165 | unknown | [5 empty] | 4117 |  |  | 4117
217978 | UNION4-KV | PJM | 231 | 4.2 | 250 | 4166 | unknown | [5 empty] | 4117 |  |  | 4117
218189 | UNIONCTY69 | PJM | 231 | 69 | 250 | 4166 | unknown | [5 empty] | 4117 |  |  | 4117
218078 | BRBROOK_L1 | PJM | 231 | 13.2 | 250 | 4167 | unknown |  |  |  | 40.7466 | -74.1934 | 4135 | 40.7466 | -74.1934 | 4135
218079 | BRBROOK_L2 | PJM | 231 | 13.2 | 250 | 4167 | unknown |  |  |  | 40.7466 | -74.1934 | 4135 | 40.7466 | -74.1934 | 4135
218158 | BRANCHBRK_69 | PJM | 231 | 69 | 250 | 4167 | unknown |  |  |  | 40.7466 | -74.1934 | 4135 | 40.7466 | -74.1934 | 4135
218080 | 40TH ST_4KV | PJM | 231 | 4.2 | 250 | 4168 | unknown | [8 empty] | 4114
218172 | 40TH ST 69 | PJM | 231 | 69 | 250 | 4168 | unknown | [8 empty] | 4114
218084 | RIVERRD_13 | PJM | 231 | 13.2 | 250 | 4169 | unknown | [5 empty] | 4110 |  |  | 4110
218174 | RIVERRD69 | PJM | 231 | 69 | 250 | 4169 | unknown | [5 empty] | 4110 |  |  | 4110
218085 | TONNL4KV | PJM | 231 | 4.2 | 250 | 4170 | unknown | [5 empty] | 4110 |  |  | 4110
218190 | TONNELLE69 | PJM | 231 | 69 | 250 | 4170 | unknown | [5 empty] | 4110 |  |  | 4110
218106 | CARLSTD_L1 | PJM | 231 | 13.2 | 250 | 4171 | unknown | [6 empty] | 40.8991 | -74.0706 | 4113
218107 | CARLSTD_L2 | PJM | 231 | 13.2 | 250 | 4171 | unknown | [6 empty] | 40.8991 | -74.0706 | 4113
218173 | CARLSTADT69 | PJM | 231 | 69 | 250 | 4171 | unknown | [6 empty] | 40.8991 | -74.0706 | 4113
218216 | AMERICADREAM | PJM | 231 | 26.4 | 250 | 4171 | unknown | [6 empty] | 40.8991 | -74.0706 | 4113
218135 | TEANECK4KV | PJM | 231 | 4.2 | 250 | 4172 | unknown |  |  |  | 40.9125 | -73.9992 | 4111 | 40.9125 | -73.9992 | 4111
218187 | TEANECK69 | PJM | 231 | 69 | 250 | 4172 | unknown |  |  |  | 40.9125 | -73.9992 | 4111 | 40.9125 | -73.9992 | 4111
218137 | ENGLWD4K | PJM | 231 | 4.2 | 250 | 4173 | unknown |  |  |  | 40.9125 | -73.9992 | 4111 | 40.9125 | -73.9992 | 4111
218188 | ENGLEWD69 | PJM | 231 | 69 | 250 | 4173 | unknown |  |  |  | 40.9125 | -73.9992 | 4111 | 40.9125 | -73.9992 | 4111
218191 | SFIFTHST 69 | PJM | 231 | 69 | 250 | 4174 | unknown |  |  |  | 40.7384 | -74.0966 | 4125 | 40.7384 | -74.0966 | 4125
218192 | SFIFTHST_L1 | PJM | 231 | 13.2 | 250 | 4174 | unknown |  |  |  | 40.7384 | -74.0966 | 4125 | 40.7384 | -74.0966 | 4125
218193 | SFIFTHST_L2 | PJM | 231 | 13.2 | 250 | 4174 | unknown |  |  |  | 40.7384 | -74.0966 | 4125 | 40.7384 | -74.0966 | 4125
218304 | BRUNSWCK | PJM | 231 | 230 | 251 | 4175 | known |  | 40.4564 | -74.4768
218370 | BRUNSWCK_69 | PJM | 231 | 69 | 251 | 4175 | known
218377 | BRUNSWCK_10 | PJM | 231 | 13.2 | 251 | 4175 | known
218378 | BRUNSWCK_20 | PJM | 231 | 13.2 | 251 | 4175 | known
218379 | BRUNSWCK_AB | PJM | 231 | 26.4 | 251 | 4175 | known
218455 | CINNBAY_CGEN | PJM | 231 | 26.4 | 251 | 4175 | known
218305 | WESTFIELD_1 | PJM | 231 | 230 | 251 | 4176 | known |  | 40.5976 | -74.3525
218415 | WESTFIELD_L1 | PJM | 231 | 13.2 | 251 | 4176 | known
218416 | WESTFIELD_L2 | PJM | 231 | 13.2 | 251 | 4176 | known
219053 | WESTFIELD_2 | PJM | 231 | 230 | 251 | 4176 | known
217122 | ALDENE_4 | PJM | 231 | 230 | 251 | 4177 | known
218307 | ALDENE_2 | PJM | 231 | 230 | 251 | 4177 | known |  | 40.6564 | -74.2856
218345 | ALDENE_6 | PJM | 231 | 230 | 251 | 4177 | known
218374 | ALDENE_10 | PJM | 231 | 13.2 | 251 | 4177 | known
218375 | ALDENE_20 | PJM | 231 | 13.2 | 251 | 4177 | known
218376 | ALDENE_AB | PJM | 231 | 26.4 | 251 | 4177 | known
218404 | KENILWRTH C | PJM | 231 | 26.4 | 251 | 4177 | known
219037 | ALDENE_1 | PJM | 231 | 230 | 251 | 4177 | known
219038 | ALDENE_8 | PJM | 231 | 230 | 251 | 4177 | known
219039 | ALDENE_9 | PJM | 231 | 230 | 251 | 4177 | known
218311 | SEWAREN | PJM | 231 | 230 | 251 | 4178 | known |  | 40.5644 | -74.249
218338 | SEWAREN_IM | PJM | 231 | 26.4 | 251 | 4178 | known
219000 | SEWAREN_G7 | PJM | 231 | 230 | 251 | 4178 | known |  | 40.5644 | -74.249
219001 | SEWAREN7GT | PJM | 231 | 25 | 251 | 4178 | known
219002 | SEWAREN7ST | PJM | 231 | 18 | 251 | 4178 | known
218312 | GREENBK_I | PJM | 231 | 230 | 251 | 4179 | known |  | 40.5976 | -74.4866
218313 | GREENBK_W | PJM | 231 | 230 | 251 | 4179 | known |  | 40.5976 | -74.4866
218382 | GREENBK_L2 | PJM | 231 | 13.2 | 251 | 4179 | known
218383 | GREENBK_L1 | PJM | 231 | 13.2 | 251 | 4179 | known
219328 | GREENBK_69 | PJM | 231 | 69 | 251 | 4179 | known
218316 | WARINICO_2 | PJM | 231 | 230 | 251 | 4180 | known
218410 | WARINICO_L1 | PJM | 231 | 13.2 | 251 | 4180 | known
218411 | WARINICO_L2 | PJM | 231 | 13.2 | 251 | 4180 | known
219049 | WARINICO_1 | PJM | 231 | 230 | 251 | 4180 | known |  | 40.6439 | -74.248
218317 | SOMRVLLE_1 | PJM | 231 | 230 | 251 | 4181 | known |  | 40.558 | -74.615
218405 | SOMRVLLE_L1 | PJM | 231 | 13.2 | 251 | 4181 | known
218406 | SOMRVLLE_L2 | PJM | 231 | 13.2 | 251 | 4181 | known
219054 | SOMRVLLE_2 | PJM | 231 | 230 | 251 | 4181 | known
218320 | FANWOOD_1 | PJM | 231 | 230 | 251 | 4182 | known |  | 40.6399 | -74.3935
218380 | FANWOOD_L2 | PJM | 231 | 13.2 | 251 | 4182 | known
218381 | FANWOOD_L1 | PJM | 231 | 13.2 | 251 | 4182 | known
219052 | FANWOOD_2 | PJM | 231 | 230 | 251 | 4182 | known
218322 | ADAMS_F | PJM | 231 | 230 | 251 | 4183 | known |  | 40.468 | -74.5107
218323 | ADAMS_V | PJM | 231 | 230 | 251 | 4183 | known |  | 40.468 | -74.5107
218372 | ADAMS_10 | PJM | 231 | 13.2 | 251 | 4183 | known
218373 | ADAMS_20 | PJM | 231 | 13.2 | 251 | 4183 | known
218324 | BNNTLANE_F | PJM | 231 | 230 | 251 | 4184 | known |  | 40.4854 | -74.5299
218325 | BNNTLANE_X | PJM | 231 | 230 | 251 | 4184 | known |  | 40.4854 | -74.5299
218346 | BNNTLANE_L1 | PJM | 231 | 13.2 | 251 | 4184 | known
218347 | BNNTLANE_L2 | PJM | 231 | 13.2 | 251 | 4184 | known
219020 | BNNTLANE_69 | PJM | 231 | 69 | 251 | 4184 | known
218326 | FRANKLIN_L1 | PJM | 231 | 13.2 | 251 | 4185 | unknown |  |  |  | 40.4854 | -74.5299 | 4184 | 40.4854 | -74.5299 | 4184
218327 | FRANKLIN_L2 | PJM | 231 | 13.2 | 251 | 4185 | unknown |  |  |  | 40.4854 | -74.5299 | 4184 | 40.4854 | -74.5299 | 4184
219021 | FRANKLIN69 | PJM | 231 | 69 | 251 | 4185 | unknown |  |  |  | 40.4854 | -74.5299 | 4184 | 40.4854 | -74.5299 | 4184
218331 | KILMER_I | PJM | 231 | 230 | 251 | 4186 | known |  | 40.5337 | -74.4254
218332 | KILMER_W | PJM | 231 | 230 | 251 | 4186 | known |  | 40.5337 | -74.4254
218384 | KILMER_L2 | PJM | 231 | 13.2 | 251 | 4186 | known
218385 | KILMER_L4 | PJM | 231 | 13.2 | 251 | 4186 | known
218386 | KILMER_L1 | PJM | 231 | 13.2 | 251 | 4186 | known
218387 | KILMER_L3 | PJM | 231 | 13.2 | 251 | 4186 | known
218333 | LNELSN_I | PJM | 231 | 230 | 251 | 4187 | known |  | 40.5526 | -74.4521
218334 | LNELSN_W | PJM | 231 | 230 | 251 | 4187 | known |  | 40.5526 | -74.4521
218388 | LNELSN_L2 | PJM | 231 | 13.2 | 251 | 4187 | known
218389 | LNELSN_L1 | PJM | 231 | 13.2 | 251 | 4187 | known
218427 | LNELSN_69 | PJM | 231 | 69 | 251 | 4187 | known
218522 | MIDDLESEX_W | PJM | 231 | 230 | 251 | 4187 | known
218335 | LAFAYET_W | PJM | 231 | 230 | 251 | 4188 | known |  | 40.5485 | -74.3237
218336 | LAFAYET_X | PJM | 231 | 230 | 251 | 4188 | known |  | 40.5485 | -74.3237
218390 | LAFAYET_L2 | PJM | 231 | 13.2 | 251 | 4188 | known
218391 | LAFAYET_L1 | PJM | 231 | 13.2 | 251 | 4188 | known
217197 | RE CRAN C | PJM | 231 | 13.2 | 252 | 4189 | known
218339 | DEVILSB_1 | PJM | 231 | 230 | 252 | 4189 | known |  | 40.3493 | -74.5504
218420 | DEVILSB_L1 | PJM | 231 | 13.2 | 252 | 4189 | known
218421 | DEVILSB_L2 | PJM | 231 | 13.2 | 252 | 4189 | known
219612 | MATRIX C | PJM | 231 | 13.2 | 252 | 4189 | known
219751 | DEVILSB_2 | PJM | 231 | 230 | 252 | 4189 | known
219884 | V2-009 C1 | PJM | 231 | 13.2 | 251 | 4189 | known
218340 | SOHAMPT | PJM | 231 | 69 | 251 | 4190 | unknown |  |  |  | 39.9506 | -74.8101 | 4217 | 39.9506 | -74.8101 | 4217
218660 | EHAMPSOLAR C | PJM | 231 | 13.2 | 251 | 4190 | unknown |  |  |  | 39.9506 | -74.8101 | 4217 | 39.9506 | -74.8101 | 4217
219663 | SOHAMPT_L1 | PJM | 231 | 13.2 | 251 | 4190 | unknown |  |  |  | 39.9506 | -74.8101 | 4217 | 39.9506 | -74.8101 | 4217
219791 | SOHAMPT_L2 | PJM | 231 | 13.2 | 251 | 4190 | unknown |  |  |  | 39.9506 | -74.8101 | 4217 | 39.9506 | -74.8101 | 4217
218341 | WDBRDG_T | PJM | 231 | 230 | 251 | 4191 | known |  | 40.5639 | -74.2948
218367 | WDBRDG_W | PJM | 231 | 230 | 251 | 4191 | known |  | 40.5639 | -74.2948
218368 | WDBRDG_X | PJM | 231 | 230 | 251 | 4191 | known |  | 40.5639 | -74.2948
218412 | WDBRDG_L2 | PJM | 231 | 13.2 | 251 | 4191 | known
218413 | WDBRDG_L3 | PJM | 231 | 13.2 | 251 | 4191 | known
218414 | WDBRDG_L1 | PJM | 231 | 13.2 | 251 | 4191 | known
218351 | MDWRD_S | PJM | 231 | 230 | 251 | 4192 | known |  | 40.4999 | -74.4108
218352 | MDWRD_Z | PJM | 231 | 230 | 251 | 4192 | known |  | 40.4999 | -74.4108
218392 | MDWRD_L1 | PJM | 231 | 13.2 | 251 | 4192 | known
218393 | MDWRD_L2 | PJM | 231 | 13.2 | 251 | 4192 | known
218524 | CNTRALGAS1 C | PJM | 231 | 13.2 | 251 | 4192 | known
218525 | CNTRALGAS1 E | PJM | 231 | 13.2 | 251 | 4192 | known
218526 | CNTRALGAS2 C | PJM | 231 | 13.2 | 251 | 4192 | known
218527 | CNTRALGAS2 E | PJM | 231 | 13.2 | 251 | 4192 | known
218353 | MINUEST_R | PJM | 231 | 230 | 251 | 4193 | known |  | 40.5912 | -74.2378
218354 | MINUEST_G | PJM | 231 | 230 | 251 | 4193 | known |  | 40.5912 | -74.2378
218396 | MINUEST_L2 | PJM | 231 | 13.2 | 251 | 4193 | known
218397 | MINUEST_L1 | PJM | 231 | 13.2 | 251 | 4193 | known
218355 | NEWDOVR_H | PJM | 231 | 230 | 251 | 4194 | known |  | 40.5868 | -74.3492
218356 | NEWDOVR_W | PJM | 231 | 230 | 251 | 4194 | known |  | 40.5868 | -74.3492
218398 | NEWDOVR_L1 | PJM | 231 | 13.2 | 251 | 4194 | known
218399 | NEWDOVR_L2 | PJM | 231 | 13.2 | 251 | 4194 | known
218357 | PRSNAV_Z | PJM | 231 | 230 | 251 | 4195 | known
218358 | PRSNAV_S | PJM | 231 | 230 | 251 | 4195 | known
218394 | METUCHEN_AB | PJM | 231 | 26.4 | 251 | 4195 | known
218395 | METUCHEN_IM | PJM | 231 | 26.4 | 251 | 4195 | known
218401 | PRSNAVS_L1 | PJM | 231 | 13.2 | 251 | 4195 | known
218402 | PRSNAVS_L2 | PJM | 231 | 13.2 | 251 | 4195 | known
218428 | ETC SOLAR C | PJM | 231 | 13.2 | 251 | 4195 | known
218431 | METAMTRACK | PJM | 231 | 34.5 | 251 | 4195 | known
218469 | METUCHEN | PJM | 231 | 230 | 251 | 4195 | known |  | 40.5324 | -74.346
218369 | SAND HILL | PJM | 231 | 69 | 251 | 4196 | unknown |  |  |  | 40.4564 | -74.4768 | 4175 | 40.4564 | -74.4768 | 4175
218495 | SANDHILLS_L2 | PJM | 231 | 13.2 | 251 | 4196 | unknown |  |  |  | 40.4564 | -74.4768 | 4175 | 40.4564 | -74.4768 | 4175
218496 | SANDHILLS_L3 | PJM | 231 | 13.2 | 251 | 4196 | unknown |  |  |  | 40.4564 | -74.4768 | 4175 | 40.4564 | -74.4768 | 4175
218417 | LINDEN2REAC | PJM | 231 | 230 | 251 | 4197 | known
218422 | LINDEN_COL | PJM | 231 | 230 | 251 | 4197 | known |  | 40.624 | -74.2115
218423 | LINDEN_G21 | PJM | 231 | 18 | 251 | 4197 | known
218424 | LINDEN_G22 | PJM | 231 | 18 | 251 | 4197 | known
218425 | LINDEN_1201 | PJM | 231 | 18 | 251 | 4197 | known
218426 | LINDEN_2ST | PJM | 231 | 18 | 251 | 4197 | known
218434 | LINDEN_U | PJM | 231 | 138 | 250 | 4198 | unknown | [5 empty] | 4120 |  |  | 4120
218435 | LINDEN_1101 | PJM | 231 | 18 | 251 | 4198 | unknown | [5 empty] | 4120 |  |  | 4120
218436 | LINDEN_1001 | PJM | 231 | 18 | 251 | 4198 | unknown | [5 empty] | 4120 |  |  | 4120
218442 | G22_VFT230KV | PJM | 231 | 230 | 251 | 4199 | known
218443 | G22_VFT_PH1I | PJM | 231 | 17.5 | 251 | 4199 | known
218444 | G22_VFT_PH1R | PJM | 231 | 17.5 | 251 | 4199 | known
218445 | G22_VFT_PH2I | PJM | 231 | 17.5 | 251 | 4199 | known
218446 | G22_VFT_PH2R | PJM | 231 | 17.5 | 251 | 4199 | known
218447 | G22_VFT_PH3I | PJM | 231 | 17.5 | 251 | 4199 | known
218448 | G22_VFT_PH3R | PJM | 231 | 17.5 | 251 | 4199 | known
218529 | G22_VFT345KV | PJM | 231 | 345 | 251 | 4199 | known |  | 40.5921 | -74.1998
218996 | G22_VCAP1 | PJM | 231 | 17.5 | 251 | 4199 | known
218997 | G22_VCAP2 | PJM | 231 | 17.5 | 251 | 4199 | known
218998 | G22-VCAP3 | PJM | 231 | 17.5 | 251 | 4199 | known
218497 | HARTS LANE | PJM | 231 | 69 | 251 | 4200 | unknown |  |  |  | 40.4564 | -74.4768 | 4175 | 40.4564 | -74.4768 | 4175
219616 | HARTSLA_L1 | PJM | 231 | 13.2 | 251 | 4200 | unknown |  |  |  | 40.4564 | -74.4768 | 4175 | 40.4564 | -74.4768 | 4175
219617 | HARTSLA_L2 | PJM | 231 | 13.2 | 251 | 4200 | unknown |  |  |  | 40.4564 | -74.4768 | 4175 | 40.4564 | -74.4768 | 4175
219618 | HARTSLA_L3 | PJM | 231 | 13.2 | 251 | 4200 | unknown |  |  |  | 40.4564 | -74.4768 | 4175 | 40.4564 | -74.4768 | 4175
218498 | S. SECOND ST | PJM | 231 | 69 | 251 | 4201 | unknown |  |  |  | 40.5976 | -74.4866 | 4179 | 40.5976 | -74.4866 | 4179
218924 | SSECONDST_L1 | PJM | 231 | 13.2 | 251 | 4201 | unknown |  |  |  | 40.5976 | -74.4866 | 4179 | 40.5976 | -74.4866 | 4179
218925 | SSECONDST_L2 | PJM | 231 | 13.2 | 251 | 4201 | unknown |  |  |  | 40.5976 | -74.4866 | 4179 | 40.5976 | -74.4866 | 4179
218499 | PLAINFIELD | PJM | 231 | 69 | 251 | 4202 | unknown |  |  |  | 40.5976 | -74.4866 | 4179 | 40.5976 | -74.4866 | 4179
218918 | PLAINFIED | PJM | 231 | 4.2 | 251 | 4202 | unknown |  |  |  | 40.5976 | -74.4866 | 4179 | 40.5976 | -74.4866 | 4179
218501 | FRONTST_1 | PJM | 231 | 230 | 251 | 4203 | known
218502 | FRONTST_2 | PJM | 231 | 230 | 251 | 4203 | known |  | 40.6435 | -74.4051
218503 | FRONTST_3 | PJM | 231 | 230 | 251 | 4203 | known
218504 | FRONTST_4 | PJM | 231 | 230 | 251 | 4203 | known |  | 40.6435 | -74.4051
218523 | FRONT ST 69 | PJM | 231 | 69 | 251 | 4203 | known
218917 | FRONTST_4KV | PJM | 231 | 4.2 | 251 | 4203 | known
218538 | MON8002 | PJM | 231 | 13.2 | 251 | 4204 | unknown |  |  |  | 40.5526 | -74.4521 | 4187 | 40.5526 | -74.4521 | 4187
218539 | MON8003 | PJM | 231 | 13.2 | 251 | 4204 | unknown |  |  |  | 40.5526 | -74.4521 | 4187 | 40.5526 | -74.4521 | 4187
218540 | MON8004 | PJM | 231 | 13.2 | 251 | 4204 | unknown |  |  |  | 40.5526 | -74.4521 | 4187 | 40.5526 | -74.4521 | 4187
219024 | MT. AVE | PJM | 231 | 69 | 251 | 4204 | unknown |  |  |  | 40.5526 | -74.4521 | 4187 | 40.5526 | -74.4521 | 4187
218547 | N.BRDGST_L1 | PJM | 231 | 13.2 | 251 | 4205 | unknown | [5 empty] | 4087 |  |  | 4087
218548 | N.BRDGST_L2 | PJM | 231 | 13.2 | 251 | 4205 | unknown | [5 empty] | 4087 |  |  | 4087
219023 | N.BRDGST | PJM | 231 | 69 | 251 | 4205 | unknown | [5 empty] | 4087 |  |  | 4087
218679 | WALNUT_L1 | PJM | 231 | 13.2 | 251 | 4206 | unknown | [5 empty] | 4203 |  |  | 4203
218680 | WALNUT_L2 | PJM | 231 | 13.2 | 251 | 4206 | unknown | [5 empty] | 4203 |  |  | 4203
218686 | WALNUT69 | PJM | 231 | 69 | 251 | 4206 | unknown | [5 empty] | 4203 |  |  | 4203
218751 | NORBRUNS69 | PJM | 231 | 69 | 251 | 4207 | unknown |  |  |  | 40.4854 | -74.5299 | 4184 | 40.4854 | -74.5299 | 4184
218753 | NORBRUNS_L1 | PJM | 231 | 13.2 | 251 | 4207 | unknown |  |  |  | 40.4854 | -74.5299 | 4184 | 40.4854 | -74.5299 | 4184
218754 | NORBRUNS_L2 | PJM | 231 | 13.2 | 251 | 4207 | unknown |  |  |  | 40.4854 | -74.5299 | 4184 | 40.4854 | -74.5299 | 4184
219011 | MT. ROSE | PJM | 231 | 69 | 251 | 4208 | unknown | [5 empty] | 4235 |  |  | 4235
219674 | MT ROSE_L1 | PJM | 231 | 13.2 | 251 | 4208 | unknown | [5 empty] | 4235 |  |  | 4235
219675 | MT ROSE_L2 | PJM | 231 | 13.2 | 251 | 4208 | unknown | [5 empty] | 4235 |  |  | 4235
219019 | MONTGOMERY | PJM | 231 | 69 | 251 | 4209 | unknown |  |  |  | 40.4854 | -74.5299 | 4184 | 40.4854 | -74.5299 | 4184
219667 | MONTGRY 8001 | PJM | 231 | 13.2 | 251 | 4209 | unknown |  |  |  | 40.4854 | -74.5299 | 4184 | 40.4854 | -74.5299 | 4184
219669 | MONTGRY 8002 | PJM | 231 | 13.2 | 251 | 4209 | unknown |  |  |  | 40.4854 | -74.5299 | 4184 | 40.4854 | -74.5299 | 4184
219670 | MONTGRY 8003 | PJM | 231 | 13.2 | 251 | 4209 | unknown |  |  |  | 40.4854 | -74.5299 | 4184 | 40.4854 | -74.5299 | 4184
219101 | BEAVERBK_1 | PJM | 231 | 230 | 252 | 4210 | known
219162 | BEAVERBK_L1 | PJM | 231 | 13.2 | 252 | 4210 | known
219163 | BEAVERBK_L2 | PJM | 231 | 13.2 | 252 | 4210 | known
219756 | BEAVERBK_2 | PJM | 231 | 230 | 252 | 4210 | known |  | 39.8613 | -75.0799
219104 | CLRKSVLL_2 | PJM | 231 | 230 | 252 | 4211 | known |  | 40.2821 | -74.6924
219171 | CLARKSVIL_L2 | PJM | 231 | 13.2 | 252 | 4211 | known
219172 | CLARKSVIL_L1 | PJM | 231 | 13.2 | 252 | 4211 | known
219731 | CLARKSVIL_L3 | PJM | 231 | 13.2 | 252 | 4211 | known
219732 | CLARKSVIL_L4 | PJM | 231 | 13.2 | 252 | 4211 | known
219752 | CLRKSVLL_1 | PJM | 231 | 230 | 252 | 4211 | known
219107 | COXSCRNR | PJM | 231 | 230 | 252 | 4212 | known |  | 39.916 | -74.8704
219232 | COXSCRNR_L1 | PJM | 231 | 13.2 | 252 | 4212 | known
219233 | COXSCRNR_L2 | PJM | 231 | 13.2 | 252 | 4212 | known
219108 | CUTHBERT | PJM | 231 | 230 | 252 | 4213 | known
219176 | CUTHBERT_L1 | PJM | 231 | 13.2 | 252 | 4213 | known
219177 | CUTHBERT_L4 | PJM | 231 | 13.2 | 252 | 4213 | known
219178 | CUTHBERT_L2 | PJM | 231 | 13.2 | 252 | 4213 | known
219179 | CUTHBERT_L3 | PJM | 231 | 13.2 | 252 | 4213 | known
219753 | CUTHBERT_2 | PJM | 231 | 230 | 252 | 4213 | known |  | 39.934 | -75.0532
219754 | CUTHBERT_3 | PJM | 231 | 230 | 252 | 4213 | known
219755 | CUTHBERT_4 | PJM | 231 | 230 | 252 | 4213 | known
219109 | DEPTFORD_1 | PJM | 231 | 230 | 252 | 4214 | known
219180 | DEPTFORD_L1 | PJM | 231 | 13.2 | 252 | 4214 | known
219181 | DEPTFORD_L2 | PJM | 231 | 13.2 | 252 | 4214 | known
219255 | DEPTFORD_L3 | PJM | 231 | 13.2 | 252 | 4214 | known
219256 | DEPTFORD_L4 | PJM | 231 | 13.2 | 252 | 4214 | known
219757 | DEPTFORD_2 | PJM | 231 | 230 | 252 | 4214 | known |  | 39.8589 | -75.137
219110 | GLOUCSTR | PJM | 231 | 230 | 252 | 4215 | known |  | 39.8891 | -75.0983
219128 | GLOUCSTR_26 | PJM | 231 | 26.4 | 252 | 4215 | known
219184 | GLOUCSTR_69 | PJM | 231 | 69 | 252 | 4215 | known
219267 | GLOU CO RR | PJM | 231 | 26.4 | 252 | 4215 | known
219286 | CAMD CO RR | PJM | 231 | 26.4 | 252 | 4215 | known
219766 | PARADISE C | PJM | 231 | 26.4 | 252 | 4215 | known
219111 | FORRESTAL | PJM | 231 | 138 | 252 | 4216 | unknown | [5 empty] | 4222 |  |  | 4222
219182 | FORESTAL_L1 | PJM | 231 | 13.2 | 252 | 4216 | unknown | [5 empty] | 4222 |  |  | 4222
219183 | FORESTAL_L2 | PJM | 231 | 13.2 | 252 | 4216 | unknown | [5 empty] | 4222 |  |  | 4222
219112 | LUMBRTN | PJM | 231 | 230 | 252 | 4217 | known |  | 39.9506 | -74.8101
219158 | LUMBRTN_69 | PJM | 231 | 69 | 252 | 4217 | known
219201 | LUMBRTN_L1 | PJM | 231 | 13.2 | 252 | 4217 | known
219202 | LUMBRTN_L2 | PJM | 231 | 13.2 | 252 | 4217 | known
219218 | LUMBRTN_2 | PJM | 231 | 230 | 252 | 4217 | known
219219 | LUMBRTN_3 | PJM | 231 | 230 | 252 | 4217 | known
219220 | LUMBRTN_4 | PJM | 231 | 230 | 252 | 4217 | known
219287 | REEVESEAST C | PJM | 231 | 13.2 | 252 | 4217 | known
219113 | TRENTON_A | PJM | 231 | 138 | 252 | 4218 | known
219118 | TRENTON | PJM | 231 | 230 | 252 | 4218 | known |  | 40.2259 | -74.7007
219213 | TRENTON_AB | PJM | 231 | 26.4 | 252 | 4218 | known
219214 | TRENTON_IM | PJM | 231 | 26.4 | 252 | 4218 | known
219215 | TRENTON_OU | PJM | 231 | 26.4 | 252 | 4218 | known
219326 | TRENTON_69 | PJM | 231 | 69 | 252 | 4218 | known
219120 | EAGLEPT_2 | PJM | 231 | 230 | 252 | 4219 | known
219229 | EAGLEPT_ST1 | PJM | 231 | 13.8 | 252 | 4219 | known
219230 | EAGLEPT_G1 | PJM | 231 | 13.8 | 252 | 4219 | known
219231 | EAGLEPT_G2 | PJM | 231 | 13.8 | 252 | 4219 | known
219235 | EAGLEPT_ST2 | PJM | 231 | 13.8 | 252 | 4219 | known
219758 | EAGLEPT_1 | PJM | 231 | 230 | 252 | 4219 | known |  | 39.8697 | -75.1372
219759 | EAGLEPT_3 | PJM | 231 | 230 | 252 | 4219 | known
219760 | EAGLEPT_4 | PJM | 231 | 230 | 252 | 4219 | known
219761 | EAGLEPT_5 | PJM | 231 | 230 | 252 | 4219 | known
219121 | THOROFAR_1 | PJM | 231 | 230 | 252 | 4220 | known |  | 39.8374 | -75.1892
219137 | THOSOLAR C | PJM | 231 | 13.2 | 252 | 4220 | known
219138 | THOSOLAR E | PJM | 231 | 13.2 | 252 | 4220 | known
219211 | THOROFAR_L1 | PJM | 231 | 13.2 | 252 | 4220 | known
219212 | THOROFAR_L2 | PJM | 231 | 13.2 | 252 | 4220 | known
219762 | THOROFAR_2 | PJM | 231 | 230 | 252 | 4220 | known |  | 39.8374 | -75.1892
219125 | CAMDEN | PJM | 231 | 230 | 252 | 4221 | known |  | 39.9657 | -75.0447
219167 | CAMDEN69 | PJM | 231 | 69 | 252 | 4221 | known
219199 | CAMDEN_26 | PJM | 231 | 26.4 | 252 | 4221 | known
219241 | PENNAS_GAS | PJM | 231 | 4.16 | 252 | 4221 | known
219242 | PENNAS_SOLA | PJM | 231 | 4.16 | 252 | 4221 | known
219700 | CAMDEN 8001 | PJM | 231 | 13.2 | 252 | 4221 | known
219701 | CAMDEN 8002 | PJM | 231 | 13.2 | 252 | 4221 | known
219127 | DEYRD_138 | PJM | 231 | 138 | 252 | 4222 | known
219145 | HUNTERGLEN | PJM | 231 | 230 | 252 | 4222 | known |  | 40.3311 | -74.5914
219209 | PLAINSBR_L1 | PJM | 231 | 13.2 | 252 | 4222 | known
219210 | PLAINSBR_L2 | PJM | 231 | 13.2 | 252 | 4222 | known
219252 | HUNTRSGLEN69 | PJM | 231 | 69 | 252 | 4222 | known
219129 | LEVITN_E | PJM | 231 | 230 | 252 | 4223 | known |  | 40.0283 | -74.8803
219130 | LEVITN_B | PJM | 231 | 230 | 252 | 4223 | known |  | 40.0281 | -74.8802
219195 | LEVITN_L2 | PJM | 231 | 13.2 | 252 | 4223 | known
219196 | LEVITN_L4 | PJM | 231 | 13.2 | 252 | 4223 | known
219197 | LEVITN_L1 | PJM | 231 | 13.2 | 252 | 4223 | known
219198 | LEVITN_L3 | PJM | 231 | 13.2 | 252 | 4223 | known
219131 | MARLTON_W | PJM | 231 | 230 | 252 | 4224 | known |  | 39.9015 | -74.9314
219148 | MARLTON_U | PJM | 231 | 230 | 252 | 4224 | known |  | 39.9015 | -74.9314
219203 | MARLTON_L4 | PJM | 231 | 13.2 | 252 | 4224 | known
219204 | MARLTON_L2 | PJM | 231 | 13.2 | 252 | 4224 | known
219205 | MARLTON_L1 | PJM | 231 | 13.2 | 252 | 4224 | known
219206 | MARLTON_L3 | PJM | 231 | 13.2 | 252 | 4224 | known
219135 | MTLAUR_F | PJM | 231 | 230 | 252 | 4225 | known |  | 39.9476 | -74.8805
219136 | MTLAUR_E | PJM | 231 | 230 | 252 | 4225 | known |  | 39.9476 | -74.8805
219207 | MTLAUR_L1 | PJM | 231 | 13.2 | 252 | 4225 | known
219208 | MTLAUR_L2 | PJM | 231 | 13.2 | 252 | 4225 | known
219272 | CLEANLIGHT C | PJM | 231 | 13.2 | 252 | 4225 | known
219139 | YARDVIL_L | PJM | 231 | 230 | 252 | 4226 | known |  | 40.1895 | -74.659
219140 | YARDVIL_P | PJM | 231 | 230 | 252 | 4226 | known |  | 40.1895 | -74.659
219216 | YARDVIL_L1 | PJM | 231 | 13.2 | 252 | 4226 | known
219217 | YARDVIL_L2 | PJM | 231 | 13.2 | 252 | 4226 | known
219727 | YARDVSOLFA C | PJM | 231 | 13.2 | 252 | 4226 | known
219728 | YARDVSOLFA E | PJM | 231 | 13.2 | 252 | 4226 | known
219141 | CINN_Q | PJM | 231 | 230 | 252 | 4227 | known |  | 39.9977 | -74.9685
219152 | CINN_A | PJM | 231 | 230 | 252 | 4227 | known |  | 39.9977 | -74.9685
219169 | CINN_L1 | PJM | 231 | 13.2 | 252 | 4227 | known
219170 | CINN_L2 | PJM | 231 | 13.2 | 252 | 4227 | known
219225 | CINN_L3 | PJM | 231 | 13.2 | 252 | 4227 | known
219226 | CINN_L4 | PJM | 231 | 13.2 | 252 | 4227 | known
219142 | BUSLTN_Y | PJM | 231 | 230 | 252 | 4228 | known |  | 40.0793 | -74.7832
219149 | BUSLTN_X | PJM | 231 | 230 | 252 | 4228 | known |  | 40.0792 | -74.7831
219165 | BUSLTN_L2 | PJM | 231 | 13.2 | 252 | 4228 | known
219166 | BUSLTN_L1 | PJM | 231 | 13.2 | 252 | 4228 | known
219143 | COLONIAL | PJM | 231 | 138 | 252 | 4229 | known
219227 | WARD_LY | PJM | 231 | 230 | 252 | 4229 | known |  | 40.152 | -74.6616
219106 | WILLIAMS203 | PJM | 231 | 230 | 252 | 4230 | known
219114 | HARTZY_C | PJM | 231 | 13.2 | 252 | 4230 | known
219144 | CROSWK_X | PJM | 231 | 230 | 252 | 4230 | known |  | 40.1415 | -74.6752
219151 | CROSWK_Y | PJM | 231 | 230 | 252 | 4230 | known |  | 40.1415 | -74.6752
219174 | CROSWK_L1 | PJM | 231 | 13.2 | 252 | 4230 | known
219175 | CROSWK_L2 | PJM | 231 | 13.2 | 252 | 4230 | known
219146 | KUSER_A | PJM | 231 | 230 | 252 | 4231 | known |  | 40.2091 | -74.7017
219147 | KUSER_H | PJM | 231 | 230 | 252 | 4231 | known |  | 40.2091 | -74.7017
219186 | KUSER_L2 | PJM | 231 | 13.2 | 252 | 4231 | known
219187 | KUSER_L4 | PJM | 231 | 13.2 | 252 | 4231 | known
219188 | KUSER_L1 | PJM | 231 | 13.2 | 252 | 4231 | known
219189 | KUSER_L3 | PJM | 231 | 13.2 | 252 | 4231 | known
219154 | PENNS NC | PJM | 231 | 69 | 252 | 4232 | unknown | [5 empty] | 4222 |  |  | 4222
219671 | PENNSNECK_L1 | PJM | 231 | 13.2 | 252 | 4232 | unknown | [5 empty] | 4222 |  |  | 4222
219672 | PENNSNECK_L2 | PJM | 231 | 13.2 | 252 | 4232 | unknown | [5 empty] | 4222 |  |  | 4222
219673 | PENNSNECK_L3 | PJM | 231 | 13.2 | 252 | 4232 | unknown | [5 empty] | 4222 |  |  | 4222
219159 | MEDFORD | PJM | 231 | 69 | 252 | 4233 | unknown |  |  |  | 39.9506 | -74.8101 | 4217 | 39.9506 | -74.8101 | 4217
219668 | MEDFORD_L1 | PJM | 231 | 13.2 | 252 | 4233 | unknown |  |  |  | 39.9506 | -74.8101 | 4217 | 39.9506 | -74.8101 | 4217
219770 | MEDFORD_L2 | PJM | 231 | 13.2 | 252 | 4233 | unknown |  |  |  | 39.9506 | -74.8101 | 4217 | 39.9506 | -74.8101 | 4217
219244 | MT.HOLLY | PJM | 231 | 4.2 | 252 | 4234 | unknown | [5 empty] | 4133 |  |  | 4133
219400 | MT HOLLY | PJM | 231 | 69 | 252 | 4234 | unknown | [5 empty] | 4133 |  |  | 4133
219245 | HOPEWELL_2 | PJM | 231 | 230 | 252 | 4235 | known
219246 | HOPEWELL_1 | PJM | 231 | 230 | 252 | 4235 | known
219247 | HOPEWELL_3 | PJM | 231 | 230 | 252 | 4235 | known
219248 | HOPEWELL_4 | PJM | 231 | 230 | 252 | 4235 | known |  | 40.2696 | -74.7733
219768 | HOPEWELL69 | PJM | 231 | 69 | 251 | 4235 | known
219260 | WHITEHORSE_4 | PJM | 231 | 230 | 252 | 4236 | known |  | 40.1948 | -74.7183
219261 | WHITEHORSE_1 | PJM | 231 | 230 | 252 | 4236 | known
219262 | WHITEHORSE_3 | PJM | 231 | 230 | 252 | 4236 | known
219263 | WHITEHORSE_2 | PJM | 231 | 230 | 252 | 4236 | known
219325 | WHITEHORSE69 | PJM | 231 | 69 | 252 | 4236 | known
219519 | WHITEHORSEL1 | PJM | 231 | 13.2 | 252 | 4236 | known
219520 | WHITEHORSEL2 | PJM | 231 | 13.2 | 252 | 4236 | known
219293 | RIVSDE 8006 | PJM | 231 | 13.2 | 252 | 4237 | unknown | [5 empty] | 4133 |  |  | 4133
219295 | RIVSDE 4005 | PJM | 231 | 4.16 | 252 | 4237 | unknown | [5 empty] | 4133 |  |  | 4133
219320 | RIVSDE 4004 | PJM | 231 | 4.16 | 252 | 4237 | unknown | [5 empty] | 4133 |  |  | 4133
219402 | RIVERSIDE | PJM | 231 | 69 | 252 | 4237 | unknown | [5 empty] | 4133 |  |  | 4133
219298 | ERIVER 4001 | PJM | 231 | 4.16 | 252 | 4238 | unknown | [6 empty] | 39.9657 | -75.0447 | 4221
219299 | ERIVER 4002 | PJM | 231 | 4.16 | 252 | 4238 | unknown | [6 empty] | 39.9657 | -75.0447 | 4221
219300 | ERIVER 8003 | PJM | 231 | 13.2 | 252 | 4238 | unknown | [6 empty] | 39.9657 | -75.0447 | 4221
219403 | E RIVERTON | PJM | 231 | 69 | 252 | 4238 | unknown | [6 empty] | 39.9657 | -75.0447 | 4221
219308 | HILLTOP_69 | PJM | 231 | 69 | 252 | 4239 | known
219702 | HILLTOP_1 | PJM | 231 | 230 | 252 | 4239 | known
219703 | HILLTOP_2 | PJM | 231 | 230 | 252 | 4239 | known
219704 | HILLTOP_3 | PJM | 231 | 230 | 252 | 4239 | known |  | 39.8283 | -75.0681
219705 | HILLTOP_4 | PJM | 231 | 230 | 252 | 4239 | known
219322 | EWING | PJM | 231 | 69 | 252 | 4240 | unknown |  |  |  | 40.2807 | -74.7548 | 4134 | 40.2807 | -74.7548 | 4134
219596 | EWING 4-KV | PJM | 231 | 4.2 | 252 | 4240 | unknown |  |  |  | 40.2807 | -74.7548 | 4134 | 40.2807 | -74.7548 | 4134
219323 | HAMILTON69 | PJM | 231 | 69 | 252 | 4241 | unknown | [5 empty] | 4218 |  |  | 4218
219604 | HAMILTON 4 | PJM | 231 | 4.2 | 252 | 4241 | unknown | [5 empty] | 4218 |  |  | 4218
219324 | LIBERTYST69 | PJM | 231 | 69 | 252 | 4242 | unknown |  |  |  | 40.1948 | -74.7183 | 4236 | 40.1948 | -74.7183 | 4236
219518 | LIBERTY_4 | PJM | 231 | 4.2 | 252 | 4242 | unknown |  |  |  | 40.1948 | -74.7183 | 4236 | 40.1948 | -74.7183 | 4236
219404 | DELAIR | PJM | 231 | 69 | 252 | 4243 | unknown |  |  |  | 39.9657 | -75.0447 | 4221 | 39.9657 | -75.0447 | 4221
219405 | DELAIR_4KV | PJM | 231 | 4.16 | 252 | 4243 | unknown |  |  |  | 39.9657 | -75.0447 | 4221 | 39.9657 | -75.0447 | 4221
219406 | LOCUST | PJM | 231 | 69 | 252 | 4244 | unknown |  |  |  | 39.9657 | -75.0447 | 4221 | 39.9657 | -75.0447 | 4221
219640 | LOCUST_L1 | PJM | 231 | 13.2 | 252 | 4244 | unknown |  |  |  | 39.9657 | -75.0447 | 4221 | 39.9657 | -75.0447 | 4221
219641 | LOCUST_L2 | PJM | 231 | 13.2 | 252 | 4244 | unknown |  |  |  | 39.9657 | -75.0447 | 4221 | 39.9657 | -75.0447 | 4221
219407 | RUNNEMEADE | PJM | 231 | 69 | 252 | 4245 | unknown | [5 empty] | 4239 |  |  | 4239
219660 | RUNNEMEDE_L1 | PJM | 231 | 13.2 | 252 | 4245 | unknown | [5 empty] | 4239 |  |  | 4239
219661 | RUNNEMEDE_L2 | PJM | 231 | 13.2 | 252 | 4245 | unknown | [5 empty] | 4239 |  |  | 4239
219409 | LAWNSIDE | PJM | 231 | 69 | 252 | 4246 | unknown |  |  |  | 39.8891 | -75.0983 | 4215 | 39.8891 | -75.0983 | 4215
219629 | LAWNSIDE_L3 | PJM | 231 | 13.2 | 252 | 4246 | unknown |  |  |  | 39.8891 | -75.0983 | 4215 | 39.8891 | -75.0983 | 4215
219724 | LAWNSIDE_L1 | PJM | 231 | 13.2 | 252 | 4246 | unknown |  |  |  | 39.8891 | -75.0983 | 4215 | 39.8891 | -75.0983 | 4215
219725 | LAWNSIDE_L2 | PJM | 231 | 13.2 | 252 | 4246 | unknown |  |  |  | 39.8891 | -75.0983 | 4215 | 39.8891 | -75.0983 | 4215
219426 | WWINDOR_69 | PJM | 231 | 69 | 252 | 4247 | unknown | [8 empty] | 4222
219427 | PRINCETONU26 | PJM | 231 | 26.4 | 252 | 4247 | unknown | [8 empty] | 4222
219431 | MAPLE SHADE | PJM | 231 | 69 | 252 | 4248 | unknown |  |  |  | 39.9657 | -75.0447 | 4221 | 39.9657 | -75.0447 | 4221
219676 | MAPLESHADEL1 | PJM | 231 | 13.2 | 252 | 4248 | unknown |  |  |  | 39.9657 | -75.0447 | 4221 | 39.9657 | -75.0447 | 4221
219677 | MAPLESHADEL2 | PJM | 231 | 13.2 | 252 | 4248 | unknown |  |  |  | 39.9657 | -75.0447 | 4221 | 39.9657 | -75.0447 | 4221
219678 | MAPLESHADEL3 | PJM | 231 | 13.2 | 252 | 4248 | unknown |  |  |  | 39.9657 | -75.0447 | 4221 | 39.9657 | -75.0447 | 4221
219561 | WOODBURY_69 | PJM | 231 | 69 | 252 | 4249 | unknown | [5 empty] | 4239 |  |  | 4239
219562 | WOODBURY | PJM | 231 | 4.2 | 252 | 4249 | unknown | [5 empty] | 4239 |  |  | 4239
219627 | MELRICH69 | PJM | 231 | 69 | 252 | 4250 | unknown | [5 empty] | 4222 |  |  | 4222
219771 | MELRICH_L1 | PJM | 231 | 13.2 | 252 | 4250 | unknown | [5 empty] | 4222 |  |  | 4222
219772 | MELRICH_L2 | PJM | 231 | 13.2 | 252 | 4250 | unknown | [5 empty] | 4222 |  |  | 4222
219767 | TEXASAVE69 | PJM | 231 | 69 | 252 | 4251 | unknown |  |  |  | 40.2807 | -74.7548 | 4134 | 40.2807 | -74.7548 | 4134
219773 | TEXAS_L1 | PJM | 231 | 13.2 | 252 | 4251 | unknown |  |  |  | 40.2807 | -74.7548 | 4134 | 40.2807 | -74.7548 | 4134
219774 | TEXAS_L2 | PJM | 231 | 13.2 | 252 | 4251 | unknown |  |  |  | 40.2807 | -74.7548 | 4134 | 40.2807 | -74.7548 | 4134
219792 | COOPERST69 | PJM | 231 | 69 | 252 | 4252 | unknown |  |  |  | 39.9657 | -75.0447 | 4221 | 39.9657 | -75.0447 | 4221
219793 | COOPERST_4 | PJM | 231 | 4.2 | 252 | 4252 | unknown |  |  |  | 39.9657 | -75.0447 | 4221 | 39.9657 | -75.0447 | 4221
219794 | WOODLYNNE69 | PJM | 231 | 69 | 252 | 4253 | unknown |  |  |  | 39.8891 | -75.0983 | 4215 | 39.8891 | -75.0983 | 4215
219795 | WOODLYNNE_T1 | PJM | 231 | 13.2 | 252 | 4253 | unknown |  |  |  | 39.8891 | -75.0983 | 4215 | 39.8891 | -75.0983 | 4215
219796 | WOODLYNNE_T2 | PJM | 231 | 13.2 | 252 | 4253 | unknown |  |  |  | 39.8891 | -75.0983 | 4215 | 39.8891 | -75.0983 | 4215
219806 | MANSFIELD | PJM | 231 | 230 | 252 | 4254 | known |  | 40.1011 | -74.7468
219807 | MANSF_L1 | PJM | 231 | 13.2 | 252 | 4254 | known
219808 | MANSF_L2 | PJM | 231 | 13.2 | 252 | 4254 | known
219810 | CNV_BRG1 | PJM | 231 | 77 | 250 | 4255 | known |  | 40.8322 | -74.0126
219811 | O66_HUDSNDC | PJM | 231 | 230 | 250 | 4255 | known
219812 | ECHELON | PJM | 231 | 230 | 252 | 4256 | known |  | 39.8104 | -74.9529
219813 | ECHELON_L1 | PJM | 231 | 13.2 | 252 | 4256 | known
219814 | ECHELON_L2 | PJM | 231 | 13.2 | 252 | 4256 | known
219901 | Z1-116 | PJM | 231 | 22.5 | 251 | 4257 | known
219911 | Z1-116_MAIN | PJM | 231 | 230 | 251 | 4257 | known |  | 40.5323 | -74.346
220410 | N.WEST230-3 | PJM | 232 | 230 | 260 | 4258 | unknown |  |  |  | 39.6886 | -76.5392 | 3236 | 39.6886 | -76.5392 | 3236
220411 | N.WEST230-2 | PJM | 232 | 230 | 260 | 4258 | unknown |  |  |  | 39.6886 | -76.5392 | 3236 | 39.6886 | -76.5392 | 3236
220961 | NWEST326 | PJM | 232 | 230 | 260 | 4258 | unknown |  |  |  | 39.6886 | -76.5392 | 3236 | 39.6886 | -76.5392 | 3236
220962 | NWEST311 | PJM | 232 | 230 | 260 | 4258 | unknown |  |  |  | 39.6886 | -76.5392 | 3236 | 39.6886 | -76.5392 | 3236
221011 | NWEST2 | PJM | 232 | 115 | 260 | 4258 | unknown |  |  |  | 39.6886 | -76.5392 | 3236 | 39.6886 | -76.5392 | 3236
221061 | N.WEST | PJM | 232 | 115 | 260 | 4258 | unknown |  |  |  | 39.6886 | -76.5392 | 3236 | 39.6886 | -76.5392 | 3236
221120 | HANOVR.T | PJM | 232 | 115 | 259 | 4258 | unknown |  |  |  | 39.6886 | -76.5392 | 3236 | 39.6886 | -76.5392 | 3236
220901 | BRANDNG1 | PJM | 232 | 24 | 259 | 4259 | known
220902 | BRANDNG2 | PJM | 232 | 24 | 260 | 4259 | known
220917 | WAGNERG1 | PJM | 232 | 16.5 | 260 | 4259 | known
220918 | WAGNERG2 | PJM | 232 | 16.5 | 260 | 4259 | known
220919 | WAGNERG3 | PJM | 232 | 18 | 260 | 4259 | known
220920 | WAGNERG4 | PJM | 232 | 24 | 260 | 4259 | known
220921 | WAGNR GT | PJM | 232 | 4.16 | 260 | 4259 | known
220960 | BRANDN.S | PJM | 232 | 230 | 260 | 4259 | known |  | 39.1784 | -76.529
220967 | WAGN4 HS | PJM | 232 | 230 | 260 | 4259 | known
220975 | WAG-1 HS | PJM | 232 | 230 | 260 | 4259 | known
220976 | WAG-2 HS | PJM | 232 | 230 | 260 | 4259 | known
221041 | WAGNER | PJM | 232 | 115 | 260 | 4259 | known
221302 | WAGNER-3 | PJM | 232 | 34.5 | 259 | 4259 | known
221464 | WAGNER-1 | PJM | 232 | 34.5 | 259 | 4259 | known
221465 | WAGNER-2 | PJM | 232 | 34.5 | 259 | 4259 | known
223202 | Q-031 | PJM | 232 | 34.5 | 1 | 4259 | known
220903 | CRANE G1 | PJM | 232 | 20 | 260 | 4260 | unknown
220905 | CRANE GT | PJM | 232 | 4.16 | 260 | 4260 | unknown
221118 | CRANE591 | PJM | 232 | 115 | 260 | 4260 | unknown
220904 | CRANE G2 | PJM | 232 | 20 | 260 | 4261 | unknown
221121 | CRANE592 | PJM | 232 | 115 | 260 | 4261 | unknown
220906 | GOULD G3 | PJM | 232 | 13.8 | 260 | 4262 | unknown
221361 | GOULD ST | PJM | 232 | 34.5 | 259 | 4262 | unknown
221596 | GOULD-2 | PJM | 232 | 13.8 | 259 | 4262 | unknown
221599 | GOULD-1 | PJM | 232 | 13.8 | 259 | 4262 | unknown
220907 | N.C G1-4 | PJM | 232 | 13.8 | 260 | 4263 | unknown
220908 | N.C G5-8 | PJM | 232 | 13.8 | 260 | 4263 | unknown
221086 | N.CLIFF7 | PJM | 232 | 115 | 260 | 4263 | unknown
221087 | N.CLIFF8 | PJM | 232 | 115 | 260 | 4263 | unknown
220909 | PERRYG12 | PJM | 232 | 13.8 | 259 | 4264 | known
220910 | PERRYG34 | PJM | 232 | 13.8 | 260 | 4264 | known
220911 | PERRYG51 | PJM | 232 | 18 | 260 | 4264 | known
220923 | PERRY U6 | PJM | 232 | 13.8 | 260 | 4264 | known
220985 | PERRY361 | PJM | 232 | 230 | 260 | 4264 | known |  | 39.4413 | -76.2167
220986 | PERRY360 | PJM | 232 | 230 | 260 | 4264 | known
221107 | PERRYMAN | PJM | 232 | 115 | 260 | 4264 | known
221423 | PERYMN-1 | PJM | 232 | 34.5 | 259 | 4264 | known
220912 | PHIL G34 | PJM | 232 | 13.8 | 260 | 4265 | unknown
220913 | PHIL G12 | PJM | 232 | 13.8 | 260 | 4265 | unknown
221159 | PHILA6A | PJM | 232 | 115 | 260 | 4265 | unknown
221160 | HIGHLAN6 | PJM | 232 | 115 | 259 | 4265 | unknown
221161 | PHILA5A | PJM | 232 | 115 | 260 | 4265 | unknown
221169 | HIGHLAN5 | PJM | 232 | 115 | 259 | 4265 | unknown
221411 | HIGHLN-4 | PJM | 232 | 34.5 | 259 | 4265 | unknown
221413 | HIGHLN-3 | PJM | 232 | 34.5 | 259 | 4265 | unknown
221613 | HIGHLN-2 | PJM | 232 | 13.8 | 259 | 4265 | unknown
221625 | HIGHLN-1 | PJM | 232 | 13.8 | 259 | 4265 | unknown
221793 | HILNTN | PJM | 232 | 13.8 | 259 | 4265 | unknown
221818 | PHIL.R-1 | PJM | 232 | 4.4 | 259 | 4265 | unknown
221822 | PHIL.R-2 | PJM | 232 | 4.4 | 259 | 4265 | unknown
220916 | RVRSDG78 | PJM | 232 | 13.8 | 259 | 4266 | unknown
221147 | RIVERSDE | PJM | 232 | 115 | 260 | 4266 | unknown
221229 | RIV-1TIE | PJM | 232 | 115 | 260 | 4266 | unknown
221232 | RIV-2TIE | PJM | 232 | 115 | 260 | 4266 | unknown
221347 | RIV SEC3 | PJM | 232 | 34.5 | 259 | 4266 | unknown
221354 | RIV SEC4 | PJM | 232 | 34.5 | 259 | 4266 | unknown
221586 | RVRSDE-4 | PJM | 232 | 13.8 | 259 | 4266 | unknown
220922 | WSPT G5 | PJM | 232 | 13.8 | 260 | 4267 | unknown | [8 empty] | 4259
221125 | WESTPORT | PJM | 232 | 115 | 260 | 4267 | unknown | [8 empty] | 4259
221331 | WSPTSEC2 | PJM | 232 | 34.5 | 259 | 4267 | unknown | [8 empty] | 4259
221362 | WSPTSEC1 | PJM | 232 | 34.5 | 259 | 4267 | unknown | [8 empty] | 4259
221367 | WSPTREC | PJM | 232 | 34.5 | 259 | 4267 | unknown | [8 empty] | 4259
221372 | WP PH.S1 | PJM | 232 | 34.5 | 259 | 4267 | unknown | [8 empty] | 4259
221373 | WP PH.S2 | PJM | 232 | 34.5 | 259 | 4267 | unknown | [8 empty] | 4259
221634 | WSPRT -9 | PJM | 232 | 13.8 | 259 | 4267 | unknown | [8 empty] | 4259
221636 | WSPRT-10 | PJM | 232 | 13.8 | 259 | 4267 | unknown | [8 empty] | 4259
220932 | BRESCOG1 | PJM | 232 | 13.8 | 259 | 4268 | unknown
221420 | BRESCO02 | PJM | 232 | 34.5 | 259 | 4268 | unknown
221421 | BRESCO01 | PJM | 232 | 34.5 | 259 | 4268 | unknown
220941 | H.RDGE16 | PJM | 232 | 230 | 260 | 4269 | unknown | [6 empty] | 39.1853 | -77.037 | 3235
221018 | H.RDGE-2 | PJM | 232 | 115 | 259 | 4269 | unknown | [6 empty] | 39.1853 | -77.037 | 3235
221019 | H.RDGE-1 | PJM | 232 | 115 | 259 | 4269 | unknown | [6 empty] | 39.1853 | -77.037 | 3235
221199 | H.RDGE-5 | PJM | 232 | 115 | 259 | 4269 | unknown | [6 empty] | 39.1853 | -77.037 | 3235
221200 | H.RDGE-4 | PJM | 232 | 115 | 259 | 4269 | unknown | [6 empty] | 39.1853 | -77.037 | 3235
221269 | H.RDG -1 | PJM | 232 | 34.5 | 259 | 4269 | unknown | [6 empty] | 39.1853 | -77.037 | 3235
221270 | H.RDG -2 | PJM | 232 | 34.5 | 259 | 4269 | unknown | [6 empty] | 39.1853 | -77.037 | 3235
221271 | H.RDG -3 | PJM | 232 | 34.5 | 259 | 4269 | unknown | [6 empty] | 39.1853 | -77.037 | 3235
221679 | H.RDG -6 | PJM | 232 | 13.8 | 259 | 4269 | unknown | [6 empty] | 39.1853 | -77.037 | 3235
221719 | H.RDG -7 | PJM | 232 | 13.8 | 259 | 4269 | unknown | [6 empty] | 39.1853 | -77.037 | 3235
220946 | SNOW.R0A | PJM | 232 | 230 | 259 | 4270 | unknown
220978 | SNOW.R18 | PJM | 232 | 230 | 259 | 4270 | unknown
221493 | SNOWDEN | PJM | 232 | 13.8 | 259 | 4270 | unknown
221794 | SNOWDN-1 | PJM | 232 | 13.8 | 259 | 4270 | unknown
220943 | SNOW18TP | PJM | 232 | 230 | 259 | 4271 | unknown
220948 | COLUMB18 | PJM | 232 | 230 | 259 | 4271 | unknown
220949 | COLUMB20 | PJM | 232 | 230 | 259 | 4271 | unknown
221010 | COLUMB12 | PJM | 232 | 230 | 260 | 4271 | unknown
221369 | COLUMB-4 | PJM | 232 | 34.5 | 259 | 4271 | unknown
221617 | COLUMB-1 | PJM | 232 | 13.8 | 259 | 4271 | unknown
221673 | COLUMB-2 | PJM | 232 | 13.8 | 259 | 4271 | unknown
220951 | W.LAKE20 | PJM | 232 | 230 | 259 | 4272 | unknown
220952 | W.LAKE8A | PJM | 232 | 230 | 259 | 4272 | unknown
221496 | W.LAKE-1 | PJM | 232 | 13.8 | 259 | 4272 | unknown
221497 | W.LAKE-2 | PJM | 232 | 13.8 | 259 | 4272 | unknown
221623 | W.LAKE-3 | PJM | 232 | 13.8 | 259 | 4272 | unknown
220953 | HOWARD12 | PJM | 232 | 230 | 260 | 4273 | unknown | [8 empty] | 4259
220954 | HOWARD32 | PJM | 232 | 230 | 260 | 4273 | unknown | [8 empty] | 4259
221700 | HOWARD-2 | PJM | 232 | 13.8 | 259 | 4273 | unknown | [8 empty] | 4259
221702 | HOWARD-1 | PJM | 232 | 13.8 | 259 | 4273 | unknown | [8 empty] | 4259
220956 | BOWIEBC1 | PJM | 232 | 230 | 259 | 4274 | unknown |  |  |  | 39.0466 | -76.6776 | 3256 | 39.0466 | -76.6776 | 3256
220959 | BOWIEBC0 | PJM | 232 | 230 | 259 | 4274 | unknown |  |  |  | 39.0466 | -76.6776 | 3256 | 39.0466 | -76.6776 | 3256
221692 | JERCHO-1 | PJM | 232 | 13.8 | 259 | 4274 | unknown |  |  |  | 39.0466 | -76.6776 | 3256 | 39.0466 | -76.6776 | 3256
221694 | JERCHO-2 | PJM | 232 | 13.8 | 259 | 4274 | unknown |  |  |  | 39.0466 | -76.6776 | 3256 | 39.0466 | -76.6776 | 3256
223979 | BOWIE044 | PJM | 233 | 230 | 268 | 4274 | unknown |  |  |  | 39.0466 | -76.6776 | 3256 | 39.0466 | -76.6776 | 3256
223980 | BOWIE043 | PJM | 233 | 230 | 268 | 4274 | unknown |  |  |  | 39.0466 | -76.6776 | 3256 | 39.0466 | -76.6776 | 3256
223981 | BOWIE115 | PJM | 233 | 115 | 268 | 4274 | unknown |  |  |  | 39.0466 | -76.6776 | 3256 | 39.0466 | -76.6776 | 3256
220957 | B.VISTA1 | PJM | 232 | 230 | 259 | 4275 | unknown | [6 empty] | 39.0466 | -76.6776 | 3256
220958 | B.VISTA0 | PJM | 232 | 230 | 259 | 4275 | unknown | [6 empty] | 39.0466 | -76.6776 | 3256
221273 | B.VIST-2 | PJM | 232 | 34.5 | 259 | 4275 | unknown | [6 empty] | 39.0466 | -76.6776 | 3256
221274 | B.VIST-1 | PJM | 232 | 34.5 | 259 | 4275 | unknown | [6 empty] | 39.0466 | -76.6776 | 3256
221754 | B.VIST-6 | PJM | 232 | 13.8 | 259 | 4275 | unknown | [6 empty] | 39.0466 | -76.6776 | 3256
221756 | B.VIST-5 | PJM | 232 | 13.8 | 259 | 4275 | unknown | [6 empty] | 39.0466 | -76.6776 | 3256
220964 | GRACETON | PJM | 232 | 230 | 260 | 4276 | unknown |  |  |  | 39.6886 | -76.5392 | 3236 | 39.6886 | -76.5392 | 3236
221094 | GRACE.-1 | PJM | 232 | 115 | 260 | 4276 | unknown |  |  |  | 39.6886 | -76.5392 | 3236 | 39.6886 | -76.5392 | 3236
220965 | NEAST339 | PJM | 232 | 230 | 260 | 4277 | unknown | [6 empty] | 39.4159 | -76.4013 | 4283
220979 | NEAST317 | PJM | 232 | 230 | 260 | 4277 | unknown | [6 empty] | 39.4159 | -76.4013 | 4283
221112 | N.EAST | PJM | 232 | 115 | 260 | 4277 | unknown | [6 empty] | 39.4159 | -76.4013 | 4283
221800 | N.EAST-1 | PJM | 232 | 13.8 | 259 | 4277 | unknown | [6 empty] | 39.4159 | -76.4013 | 4283
221801 | N.EAST-2 | PJM | 232 | 13.8 | 259 | 4277 | unknown | [6 empty] | 39.4159 | -76.4013 | 4283
220966 | RIV2317 | PJM | 232 | 230 | 260 | 4278 | unknown
221231 | RIV982-2 | PJM | 232 | 115 | 260 | 4278 | unknown
220972 | GRANITE1 | PJM | 232 | 230 | 260 | 4279 | unknown | [6 empty] | 39.6886 | -76.5392 | 3236
220973 | GRANITE6 | PJM | 232 | 230 | 260 | 4279 | unknown | [6 empty] | 39.6886 | -76.5392 | 3236
221183 | GRANITE | PJM | 232 | 115 | 260 | 4279 | unknown | [6 empty] | 39.6886 | -76.5392 | 3236
220974 | PUMPHRY | PJM | 232 | 230 | 260 | 4280 | unknown | [5 empty] | 4259 |  |  | 4259
221037 | PUMPHREY | PJM | 232 | 115 | 260 | 4280 | unknown | [5 empty] | 4259 |  |  | 4259
221438 | PMPHRY-1 | PJM | 232 | 34.5 | 259 | 4280 | unknown | [5 empty] | 4259 |  |  | 4259
221440 | PMPHRY-2 | PJM | 232 | 34.5 | 259 | 4280 | unknown | [5 empty] | 4259 |  |  | 4259
220977 | RIV2339 | PJM | 232 | 230 | 260 | 4281 | unknown
220990 | SOLPT 44 | PJM | 232 | 230 | 260 | 4281 | unknown
221230 | RIV981-1 | PJM | 232 | 115 | 260 | 4281 | unknown
220980 | RAPHAEL | PJM | 232 | 230 | 260 | 4282 | unknown |  |  |  | 39.4159 | -76.4013 | 4283 | 39.4159 | -76.4013 | 4283
221108 | RAPHAEL115 | PJM | 232 | 115 | 260 | 4282 | unknown |  |  |  | 39.4159 | -76.4013 | 4283 | 39.4159 | -76.4013 | 4283
220981 | OTTR PT1 | PJM | 232 | 230 | 260 | 4283 | known |  | 39.4159 | -76.4013
220982 | OTTR PT0 | PJM | 232 | 230 | 260 | 4283 | known
221392 | OTTRPT-1 | PJM | 232 | 34.5 | 259 | 4283 | known
221394 | OTTRPT-2 | PJM | 232 | 34.5 | 259 | 4283 | known
220983 | SANDY14T | PJM | 232 | 230 | 260 | 4284 | unknown |  |  |  | 39.1853 | -77.037 | 3235 | 39.1853 | -77.037 | 3235
220984 | SANDY34T | PJM | 232 | 230 | 260 | 4284 | unknown |  |  |  | 39.1853 | -77.037 | 3235 | 39.1853 | -77.037 | 3235
221400 | SANDY-1 | PJM | 232 | 34.5 | 259 | 4284 | unknown |  |  |  | 39.1853 | -77.037 | 3235 | 39.1853 | -77.037 | 3235
221402 | SANDY-2 | PJM | 232 | 34.5 | 259 | 4284 | unknown |  |  |  | 39.1853 | -77.037 | 3235 | 39.1853 | -77.037 | 3235
221750 | SANDY -3 | PJM | 232 | 13.8 | 259 | 4284 | unknown |  |  |  | 39.1853 | -77.037 | 3235 | 39.1853 | -77.037 | 3235
221752 | SANDY -4 | PJM | 232 | 13.8 | 259 | 4284 | unknown |  |  |  | 39.1853 | -77.037 | 3235 | 39.1853 | -77.037 | 3235
223961 | BURT2314 | PJM | 233 | 230 | 268 | 4284 | unknown |  |  |  | 39.1853 | -77.037 | 3235 | 39.1853 | -77.037 | 3235
223962 | BURT2334 | PJM | 233 | 230 | 268 | 4284 | unknown |  |  |  | 39.1853 | -77.037 | 3235 | 39.1853 | -77.037 | 3235
220999 | BAGLEY2 | PJM | 232 | 230 | 260 | 4285 | unknown | [6 empty] | 39.4159 | -76.4013 | 4283
221000 | BAGLEY | PJM | 232 | 230 | 260 | 4285 | unknown | [6 empty] | 39.4159 | -76.4013 | 4283
221446 | BAGLEY-1 | PJM | 232 | 34.5 | 259 | 4285 | unknown | [6 empty] | 39.4159 | -76.4013 | 4283
221448 | BAGLEY-2 | PJM | 232 | 34.5 | 259 | 4285 | unknown | [6 empty] | 39.4159 | -76.4013 | 4283
221025 | P.BRIDG6 | PJM | 232 | 115 | 259 | 4286 | unknown |  |  |  | 39.0466 | -76.6776 | 3256 | 39.0466 | -76.6776 | 3256
221026 | P.BRIDG5 | PJM | 232 | 115 | 259 | 4286 | unknown |  |  |  | 39.0466 | -76.6776 | 3256 | 39.0466 | -76.6776 | 3256
221277 | P.BRDG-2 | PJM | 232 | 34.5 | 259 | 4286 | unknown |  |  |  | 39.0466 | -76.6776 | 3256 | 39.0466 | -76.6776 | 3256
221279 | P.BRDG-1 | PJM | 232 | 34.5 | 259 | 4286 | unknown |  |  |  | 39.0466 | -76.6776 | 3256 | 39.0466 | -76.6776 | 3256
221503 | P.BRDG-4 | PJM | 232 | 13.8 | 259 | 4286 | unknown |  |  |  | 39.0466 | -76.6776 | 3256 | 39.0466 | -76.6776 | 3256
221505 | P.BRDG-3 | PJM | 232 | 13.8 | 259 | 4286 | unknown |  |  |  | 39.0466 | -76.6776 | 3256 | 39.0466 | -76.6776 | 3256
221027 | CEDAR 44 | PJM | 232 | 115 | 259 | 4287 | unknown
221028 | CEDAR 43 | PJM | 232 | 115 | 259 | 4287 | unknown
221280 | CEDAR-1 | PJM | 232 | 34.5 | 259 | 4287 | unknown
221282 | CEDAR-2 | PJM | 232 | 34.5 | 259 | 4287 | unknown
221507 | CEDAR-9 | PJM | 232 | 13.8 | 259 | 4287 | unknown
221509 | CEDAR-8 | PJM | 232 | 13.8 | 259 | 4287 | unknown
221029 | NAJ539 | PJM | 232 | 115 | 259 | 4288 | unknown |  |  |  | 39.0466 | -76.6776 | 3256 | 39.0466 | -76.6776 | 3256
221030 | NAJ538 | PJM | 232 | 115 | 259 | 4288 | unknown |  |  |  | 39.0466 | -76.6776 | 3256 | 39.0466 | -76.6776 | 3256
221286 | NAJ | PJM | 232 | 34.5 | 259 | 4288 | unknown |  |  |  | 39.0466 | -76.6776 | 3256 | 39.0466 | -76.6776 | 3256
221511 | NAJ-1 | PJM | 232 | 13.8 | 259 | 4288 | unknown |  |  |  | 39.0466 | -76.6776 | 3256 | 39.0466 | -76.6776 | 3256
221569 | NAJ-6 | PJM | 232 | 13.8 | 259 | 4288 | unknown |  |  |  | 39.0466 | -76.6776 | 3256 | 39.0466 | -76.6776 | 3256
223203 | V3-037 | PJM | 232 | 34.5 | 259 | 4288 | unknown |  |  |  | 39.0466 | -76.6776 | 3256 | 39.0466 | -76.6776 | 3256
221033 | FERNDL39 | PJM | 232 | 115 | 259 | 4289 | unknown | [6 empty] | 39.0466 | -76.6776 | 3256
221034 | FERNDL20 | PJM | 232 | 115 | 259 | 4289 | unknown | [6 empty] | 39.0466 | -76.6776 | 3256
221514 | FERNDL-2 | PJM | 232 | 13.8 | 259 | 4289 | unknown | [6 empty] | 39.0466 | -76.6776 | 3256
221516 | FERNDL-3 | PJM | 232 | 13.8 | 259 | 4289 | unknown | [6 empty] | 39.0466 | -76.6776 | 3256
221036 | SHIPLY22 | PJM | 232 | 115 | 259 | 4290 | unknown | [8 empty] | 4259
221168 | SHIPLY20 | PJM | 232 | 115 | 259 | 4290 | unknown | [8 empty] | 4259
221290 | SHIPLY-3 | PJM | 232 | 34.5 | 259 | 4290 | unknown | [8 empty] | 4259
221293 | SHIPLY-2 | PJM | 232 | 34.5 | 259 | 4290 | unknown | [8 empty] | 4259
221294 | SHIPLY-1 | PJM | 232 | 34.5 | 259 | 4290 | unknown | [8 empty] | 4259
221519 | SHIPLY-5 | PJM | 232 | 13.8 | 259 | 4290 | unknown | [8 empty] | 4259
221557 | SHIPLY-6 | PJM | 232 | 13.8 | 259 | 4290 | unknown | [8 empty] | 4259
221042 | LIPINS34 | PJM | 232 | 115 | 260 | 4291 | unknown | [8 empty] | 4259
221043 | LIPINS35 | PJM | 232 | 115 | 260 | 4291 | unknown | [8 empty] | 4259
221296 | LIPINS-5 | PJM | 232 | 34.5 | 259 | 4291 | unknown | [8 empty] | 4259
221298 | LIPINS-4 | PJM | 232 | 34.5 | 259 | 4291 | unknown | [8 empty] | 4259
221300 | LIPINS-6 | PJM | 232 | 34.5 | 259 | 4291 | unknown | [8 empty] | 4259
221521 | LIPINS-2 | PJM | 232 | 13.8 | 259 | 4291 | unknown | [8 empty] | 4259
221523 | LIPINS-1 | PJM | 232 | 13.8 | 259 | 4291 | unknown | [8 empty] | 4259
221736 | LIPINS-3 | PJM | 232 | 13.8 | 259 | 4291 | unknown | [8 empty] | 4259
221047 | GREEN553 | PJM | 232 | 115 | 260 | 4292 | unknown
221517 | GR ST R2 | PJM | 232 | 13.8 | 259 | 4292 | unknown
221555 | GR ST R1 | PJM | 232 | 13.8 | 259 | 4292 | unknown
221048 | GREEN554 | PJM | 232 | 115 | 260 | 4293 | unknown
221572 | GR ST R3 | PJM | 232 | 13.8 | 259 | 4293 | unknown
221573 | GR ST R4 | PJM | 232 | 13.8 | 259 | 4293 | unknown
221049 | FRED.RD8 | PJM | 232 | 115 | 260 | 4294 | unknown
221050 | FRED.RD7 | PJM | 232 | 115 | 260 | 4294 | unknown
221307 | FRED.RD. | PJM | 232 | 34.5 | 259 | 4294 | unknown
221528 | FRED.R-4 | PJM | 232 | 13.8 | 259 | 4294 | unknown
221530 | FRED.R-3 | PJM | 232 | 13.8 | 259 | 4294 | unknown
223206 | V4-038 | PJM | 232 | 34.5 | 259 | 4294 | unknown
221052 | MEADOWS8 | PJM | 232 | 115 | 259 | 4295 | unknown
221053 | MEADOWS7 | PJM | 232 | 115 | 259 | 4295 | unknown
221532 | MEADOW-1 | PJM | 232 | 13.8 | 259 | 4295 | unknown
221534 | MEADOW-2 | PJM | 232 | 13.8 | 259 | 4295 | unknown
221055 | HARRIS1A | PJM | 232 | 115 | 260 | 4296 | unknown
221056 | HARRIS0A | PJM | 232 | 115 | 260 | 4296 | unknown
221310 | HARRSN-2 | PJM | 232 | 34.5 | 259 | 4296 | unknown
221536 | HARRSN-1 | PJM | 232 | 13.8 | 259 | 4296 | unknown
221538 | HARRSN-3 | PJM | 232 | 13.8 | 259 | 4296 | unknown
221059 | DOLFLD1A | PJM | 232 | 115 | 259 | 4297 | unknown
221060 | DOLFLD0A | PJM | 232 | 115 | 259 | 4297 | unknown
221314 | DOLFIELD | PJM | 232 | 34.5 | 259 | 4297 | unknown
221540 | DOLFLD-6 | PJM | 232 | 13.8 | 259 | 4297 | unknown
221669 | DOLFLD-5 | PJM | 232 | 13.8 | 259 | 4297 | unknown
221064 | FINKS572 | PJM | 232 | 115 | 259 | 4298 | unknown | [6 empty] | 39.6886 | -76.5392 | 3236
221065 | FINKS573 | PJM | 232 | 115 | 259 | 4298 | unknown | [6 empty] | 39.6886 | -76.5392 | 3236
221316 | FINKSBRG | PJM | 232 | 34.5 | 259 | 4298 | unknown | [6 empty] | 39.6886 | -76.5392 | 3236
221632 | FINKSB-3 | PJM | 232 | 13.8 | 259 | 4298 | unknown | [6 empty] | 39.6886 | -76.5392 | 3236
221068 | ORCHARD | PJM | 232 | 115 | 260 | 4299 | unknown
221732 | PACA NORTH | PJM | 232 | 13.8 | 259 | 4299 | unknown
221733 | PACA SOUTH | PJM | 232 | 13.8 | 259 | 4299 | unknown
221070 | DELIGHT9 | PJM | 232 | 115 | 260 | 4300 | unknown | [6 empty] | 39.6886 | -76.5392 | 3236
221071 | DELIGHT8 | PJM | 232 | 115 | 260 | 4300 | unknown | [6 empty] | 39.6886 | -76.5392 | 3236
221542 | DELGHT-1 | PJM | 232 | 13.8 | 259 | 4300 | unknown | [6 empty] | 39.6886 | -76.5392 | 3236
221698 | DELGHT-2 | PJM | 232 | 13.8 | 259 | 4300 | unknown | [6 empty] | 39.6886 | -76.5392 | 3236
221073 | SUDBRK9E | PJM | 232 | 115 | 259 | 4301 | unknown
221074 | SUDBRK8D | PJM | 232 | 115 | 259 | 4301 | unknown
221386 | SUDBRK-4 | PJM | 232 | 34.5 | 259 | 4301 | unknown
221388 | SUDBRK-3 | PJM | 232 | 34.5 | 259 | 4301 | unknown
221544 | SUDBRK-1 | PJM | 232 | 13.8 | 259 | 4301 | unknown
221545 | SUDBRK-2 | PJM | 232 | 13.8 | 259 | 4301 | unknown
221077 | MT.WASH701 | PJM | 232 | 115 | 259 | 4302 | unknown
221078 | MT.WASH702 | PJM | 232 | 115 | 259 | 4302 | unknown
221548 | MT.WAS 4&6 | PJM | 232 | 13.8 | 259 | 4302 | unknown
221549 | MT.WAS 5&7 | PJM | 232 | 13.8 | 259 | 4302 | unknown
221080 | TEXAS509 | PJM | 232 | 115 | 260 | 4303 | unknown
221081 | TEXAS515 | PJM | 232 | 115 | 260 | 4303 | unknown
221436 | TEXAS -6 | PJM | 232 | 34.5 | 259 | 4303 | unknown
221449 | TEXAS -4 | PJM | 232 | 34.5 | 259 | 4303 | unknown
221554 | TEXAS-5 | PJM | 232 | 13.8 | 259 | 4303 | unknown
221696 | TEXAS-7 | PJM | 232 | 13.8 | 259 | 4303 | unknown
221084 | E.TOWSN8 | PJM | 232 | 115 | 259 | 4304 | unknown
221085 | E.TOWSN7 | PJM | 232 | 115 | 259 | 4304 | unknown
221131 | LR708_710 | PJM | 232 | 115 | 259 | 4304 | unknown
221132 | LR707_709 | PJM | 232 | 115 | 259 | 4304 | unknown
221320 | E.TOWS-4 | PJM | 232 | 34.5 | 259 | 4304 | unknown
221322 | E.TOWS-3 | PJM | 232 | 34.5 | 259 | 4304 | unknown
221561 | E.TOWS-1 | PJM | 232 | 13.8 | 259 | 4304 | unknown
221563 | E.TOWS-5 | PJM | 232 | 13.8 | 259 | 4304 | unknown
221565 | E.TOWS-2 | PJM | 232 | 13.8 | 259 | 4304 | unknown
221588 | LOCH RAVEN 1 | PJM | 232 | 13.8 | 259 | 4304 | unknown
221590 | LOCH RAVEN 2 | PJM | 232 | 13.8 | 259 | 4304 | unknown
221090 | GLENARM2 | PJM | 232 | 115 | 260 | 4305 | unknown
221100 | GLENARM1 | PJM | 232 | 115 | 260 | 4305 | unknown
221567 | GLEN.A-1 | PJM | 232 | 13.8 | 259 | 4305 | unknown
221095 | ROCKRGE2 | PJM | 232 | 115 | 260 | 4306 | unknown
221096 | ROCKRGE1 | PJM | 232 | 115 | 260 | 4306 | unknown
221325 | R.RDGE-1 | PJM | 232 | 34.5 | 259 | 4306 | unknown
221326 | R.RDGE-2 | PJM | 232 | 34.5 | 259 | 4306 | unknown
221675 | R.RDGE-3 | PJM | 232 | 13.8 | 259 | 4306 | unknown
221101 | GUNPOWD3 | PJM | 232 | 115 | 259 | 4307 | unknown
221102 | GUNPOWD6 | PJM | 232 | 115 | 259 | 4307 | unknown
221329 | GUNPWD-2 | PJM | 232 | 34.5 | 259 | 4307 | unknown
221376 | GUN.P1-3 | PJM | 232 | 34.5 | 259 | 4307 | unknown
221103 | JOPPA621 | PJM | 232 | 115 | 260 | 4308 | unknown | [8 empty] | 4264
221571 | JOPPAT-1 | PJM | 232 | 13.8 | 259 | 4308 | unknown | [8 empty] | 4264
221758 | JOPPAT-2 | PJM | 232 | 13.8 | 259 | 4308 | unknown | [8 empty] | 4264
221105 | HARFRD17A | PJM | 232 | 115 | 259 | 4309 | unknown | [5 empty] | 4264 |  |  | 4264
221106 | HARFRD18A | PJM | 232 | 115 | 259 | 4309 | unknown | [5 empty] | 4264 |  |  | 4264
221260 | APG 617A | PJM | 232 | 115 | 259 | 4309 | unknown | [5 empty] | 4264 |  |  | 4264
221261 | APG 618A | PJM | 232 | 115 | 259 | 4309 | unknown | [5 empty] | 4264 |  |  | 4264
221333 | HARFRD-8 | PJM | 232 | 34.5 | 259 | 4309 | unknown | [5 empty] | 4264 |  |  | 4264
221336 | HARFRD-9 | PJM | 232 | 34.5 | 259 | 4309 | unknown | [5 empty] | 4264 |  |  | 4264
221408 | HARFRD-7 | PJM | 232 | 34.5 | 259 | 4309 | unknown | [5 empty] | 4264 |  |  | 4264
221433 | APG -2 | PJM | 232 | 34.5 | 259 | 4309 | unknown | [5 empty] | 4264 |  |  | 4264
221435 | APG -1 | PJM | 232 | 34.5 | 259 | 4309 | unknown | [5 empty] | 4264 |  |  | 4264
221109 | EDGWD620 | PJM | 232 | 115 | 259 | 4310 | unknown | [5 empty] | 4264 |  |  | 4264
221110 | EDGWD621 | PJM | 232 | 115 | 259 | 4310 | unknown | [5 empty] | 4264 |  |  | 4264
221339 | EDGEWOOD | PJM | 232 | 34.5 | 259 | 4310 | unknown | [5 empty] | 4264 |  |  | 4264
221111 | HOLLOFD8 | PJM | 232 | 115 | 259 | 4311 | unknown
221198 | HOLLOFD7 | PJM | 232 | 115 | 259 | 4311 | unknown
221658 | HOLLOF-2 | PJM | 232 | 13.8 | 259 | 4311 | unknown
221721 | HOLLOF-1 | PJM | 232 | 13.8 | 259 | 4311 | unknown
221114 | M.RIVR83 | PJM | 232 | 115 | 259 | 4312 | unknown
221115 | M.RIVR2A | PJM | 232 | 115 | 259 | 4312 | unknown
221396 | M.RIVR-7 | PJM | 232 | 34.5 | 259 | 4312 | unknown
221398 | M.RIVR-8 | PJM | 232 | 34.5 | 259 | 4312 | unknown
221575 | M.RIVR-5 | PJM | 232 | 13.8 | 259 | 4312 | unknown
221577 | M.RIVR-6 | PJM | 232 | 13.8 | 259 | 4312 | unknown
221123 | FULLRTN3 | PJM | 232 | 115 | 260 | 4313 | unknown
221124 | FULLRTN2 | PJM | 232 | 115 | 260 | 4313 | unknown
221579 | FULLER-1 | PJM | 232 | 13.8 | 259 | 4313 | unknown
221677 | FULLER-2 | PJM | 232 | 13.8 | 259 | 4313 | unknown
221126 | ROCKAV41 | PJM | 232 | 115 | 259 | 4314 | unknown | [6 empty] | 39.0466 | -76.6776 | 3256
221127 | ROCKAV42 | PJM | 232 | 115 | 259 | 4314 | unknown | [6 empty] | 39.0466 | -76.6776 | 3256
221806 | ROCKAV 1 | PJM | 232 | 13.8 | 259 | 4314 | unknown | [6 empty] | 39.0466 | -76.6776 | 3256
221808 | ROCKAV 2 | PJM | 232 | 13.8 | 259 | 4314 | unknown | [6 empty] | 39.0466 | -76.6776 | 3256
221128 | HAZELWD5 | PJM | 232 | 115 | 260 | 4315 | unknown
221129 | HAZELWD6 | PJM | 232 | 115 | 260 | 4315 | unknown
221582 | HAZELW-8 | PJM | 232 | 13.8 | 259 | 4315 | unknown
221642 | HAZELW-9 | PJM | 232 | 13.8 | 259 | 4315 | unknown
221130 | COL.GAS | PJM | 232 | 115 | 259 | 4316 | unknown
221583 | COLGAS-1 | PJM | 232 | 13.8 | 259 | 4316 | unknown
221139 | E.POINT1 | PJM | 232 | 115 | 260 | 4317 | unknown
221140 | E.POINT3 | PJM | 232 | 115 | 260 | 4317 | unknown
221141 | E.POINT4 | PJM | 232 | 115 | 260 | 4317 | unknown
221334 | ESTPT-2 | PJM | 232 | 34.5 | 259 | 4317 | unknown
221343 | ESTPT-3 | PJM | 232 | 34.5 | 259 | 4317 | unknown
221345 | ESTPT-1 | PJM | 232 | 34.5 | 259 | 4317 | unknown
221143 | GRAYMNR4 | PJM | 232 | 115 | 260 | 4318 | unknown
221144 | GRAYMNR1 | PJM | 232 | 115 | 260 | 4318 | unknown
221146 | GRAYMNR2 | PJM | 232 | 115 | 260 | 4318 | unknown
221592 | GRAYMN-1 | PJM | 232 | 13.8 | 259 | 4318 | unknown
221594 | GRAYMN-2 | PJM | 232 | 13.8 | 259 | 4318 | unknown
221149 | GOLDNTP4 | PJM | 232 | 115 | 260 | 4319 | unknown
221150 | GOLDNTP3 | PJM | 232 | 115 | 260 | 4319 | unknown
221630 | GOLDRG-1 | PJM | 232 | 13.8 | 259 | 4319 | unknown
221725 | GOLDRG-2 | PJM | 232 | 13.8 | 259 | 4319 | unknown
221153 | RIVA 547 | PJM | 232 | 115 | 259 | 4320 | unknown |  |  |  | 39.0466 | -76.6776 | 3256 | 39.0466 | -76.6776 | 3256
221216 | RIVA 548 | PJM | 232 | 115 | 259 | 4320 | unknown |  |  |  | 39.0466 | -76.6776 | 3256 | 39.0466 | -76.6776 | 3256
221425 | RIVA -3 | PJM | 232 | 34.5 | 259 | 4320 | unknown |  |  |  | 39.0466 | -76.6776 | 3256 | 39.0466 | -76.6776 | 3256
221427 | RIVA -4 | PJM | 232 | 34.5 | 259 | 4320 | unknown |  |  |  | 39.0466 | -76.6776 | 3256 | 39.0466 | -76.6776 | 3256
221683 | RIVA-2 | PJM | 232 | 13.8 | 259 | 4320 | unknown |  |  |  | 39.0466 | -76.6776 | 3256 | 39.0466 | -76.6776 | 3256
221155 | CENTER | PJM | 232 | 115 | 260 | 4321 | unknown
221610 | CENTR1-3 | PJM | 232 | 13.8 | 259 | 4321 | unknown
221611 | CENTR2-4 | PJM | 232 | 13.8 | 259 | 4321 | unknown
221157 | ERDMN505 | PJM | 232 | 115 | 260 | 4322 | unknown
221158 | ERDMN506 | PJM | 232 | 115 | 259 | 4322 | unknown
221256 | ERDMAN | PJM | 232 | 115 | 260 | 4322 | unknown
221620 | ERDMN-1 | PJM | 232 | 13.8 | 259 | 4322 | unknown
221621 | ERDMN-2 | PJM | 232 | 13.8 | 259 | 4322 | unknown
221164 | MONUM557 | PJM | 232 | 115 | 260 | 4323 | unknown
221165 | MONUM558 | PJM | 232 | 115 | 260 | 4323 | unknown
221626 | MON.ST 4 | PJM | 232 | 13.8 | 259 | 4323 | unknown
221628 | MON.ST 2 | PJM | 232 | 13.8 | 259 | 4323 | unknown
221661 | MONUM1-3 | PJM | 232 | 13.8 | 259 | 4323 | unknown
221664 | MON.ST 3 | PJM | 232 | 13.8 | 259 | 4323 | unknown
221665 | MON.ST 1 | PJM | 232 | 13.8 | 259 | 4323 | unknown
221824 | MON.ST-6 | PJM | 232 | 4.4 | 259 | 4323 | unknown
221826 | MON.ST-5 | PJM | 232 | 4.4 | 259 | 4323 | unknown
221174 | PLHILL61 | PJM | 232 | 115 | 260 | 4324 | unknown | [6 empty] | 39.6886 | -76.5392 | 3236
221175 | PLHILL60 | PJM | 232 | 115 | 260 | 4324 | unknown | [6 empty] | 39.6886 | -76.5392 | 3236
221713 | PLHILL-1 | PJM | 232 | 13.8 | 259 | 4324 | unknown | [6 empty] | 39.6886 | -76.5392 | 3236
221715 | PLHILL-2 | PJM | 232 | 13.8 | 259 | 4324 | unknown | [6 empty] | 39.6886 | -76.5392 | 3236
221717 | PLHILL-4 | PJM | 232 | 13.8 | 259 | 4324 | unknown | [6 empty] | 39.6886 | -76.5392 | 3236
221178 | WESTMN72 | PJM | 232 | 115 | 259 | 4325 | unknown
221207 | WESTMN71 | PJM | 232 | 115 | 259 | 4325 | unknown
221384 | WESTMN-1 | PJM | 232 | 34.5 | 259 | 4325 | unknown
221419 | WESTMN-2 | PJM | 232 | 34.5 | 259 | 4325 | unknown
221685 | WESTMN-4 | PJM | 232 | 13.8 | 259 | 4325 | unknown
221704 | WESTMN-3 | PJM | 232 | 13.8 | 259 | 4325 | unknown
221189 | BESTGT43 | PJM | 232 | 115 | 259 | 4326 | unknown
221227 | BESTGT44 | PJM | 232 | 115 | 259 | 4326 | unknown
221644 | BESTGT-2 | PJM | 232 | 13.8 | 259 | 4326 | unknown
221646 | BESTGT-1 | PJM | 232 | 13.8 | 259 | 4326 | unknown
221770 | BESTGT-3 | PJM | 232 | 13.8 | 259 | 4326 | unknown
221190 | VIADUCT8 | PJM | 232 | 115 | 260 | 4327 | unknown | [8 empty] | 4259
221191 | VIADUCT7 | PJM | 232 | 115 | 260 | 4327 | unknown | [8 empty] | 4259
221647 | VIADCT-1 | PJM | 232 | 13.8 | 259 | 4327 | unknown | [8 empty] | 4259
221192 | COLDSPG2 | PJM | 232 | 115 | 260 | 4328 | unknown
221193 | COLDSPG1 | PJM | 232 | 115 | 260 | 4328 | unknown
221650 | COLDSP-2 | PJM | 232 | 13.8 | 259 | 4328 | unknown
221652 | COLDSP-1 | PJM | 232 | 13.8 | 259 | 4328 | unknown
221196 | DORSY.R1 | PJM | 232 | 115 | 259 | 4329 | unknown
221197 | DORSY.R2 | PJM | 232 | 115 | 259 | 4329 | unknown
221657 | DORSY-1 | PJM | 232 | 13.8 | 259 | 4329 | unknown
221671 | DORSY-2 | PJM | 232 | 13.8 | 259 | 4329 | unknown
221201 | CRYSPR41 | PJM | 232 | 115 | 259 | 4330 | unknown
221202 | CRYSPR42 | PJM | 232 | 115 | 259 | 4330 | unknown
221461 | CRYSPR-1 | PJM | 232 | 34.5 | 259 | 4330 | unknown
221463 | CRYSPR-2 | PJM | 232 | 34.5 | 259 | 4330 | unknown
221498 | CRYSPR-3 | PJM | 232 | 13.8 | 259 | 4330 | unknown
221814 | CRYSPR-4 | PJM | 232 | 13.8 | 259 | 4330 | unknown
221203 | W.ROCK70 | PJM | 232 | 115 | 259 | 4331 | unknown | [6 empty] | 39.6886 | -76.5392 | 3236
221209 | W.ROCK71 | PJM | 232 | 115 | 259 | 4331 | unknown | [6 empty] | 39.6886 | -76.5392 | 3236
221378 | W.ROCK-1 | PJM | 232 | 34.5 | 259 | 4331 | unknown | [6 empty] | 39.6886 | -76.5392 | 3236
221390 | W.ROCK-3 | PJM | 232 | 34.5 | 259 | 4331 | unknown | [6 empty] | 39.6886 | -76.5392 | 3236
221727 | W.ROCK-2 | PJM | 232 | 13.8 | 259 | 4331 | unknown | [6 empty] | 39.6886 | -76.5392 | 3236
221204 | MAR.H548 | PJM | 232 | 115 | 259 | 4332 | unknown | [6 empty] | 39.0466 | -76.6776 | 3256
221205 | MAR.H547 | PJM | 232 | 115 | 259 | 4332 | unknown | [6 empty] | 39.0466 | -76.6776 | 3256
221380 | MARR.H-2 | PJM | 232 | 34.5 | 259 | 4332 | unknown | [6 empty] | 39.0466 | -76.6776 | 3256
221382 | MARR.H-1 | PJM | 232 | 34.5 | 259 | 4332 | unknown | [6 empty] | 39.0466 | -76.6776 | 3256
221210 | RDGVW538 | PJM | 232 | 115 | 259 | 4333 | unknown | [8 empty] | 4259
221212 | RDGVW519 | PJM | 232 | 115 | 259 | 4333 | unknown | [8 empty] | 4259
221687 | RDGVW-1 | PJM | 232 | 13.8 | 259 | 4333 | unknown | [8 empty] | 4259
221731 | RDGVW -2 | PJM | 232 | 13.8 | 259 | 4333 | unknown | [8 empty] | 4259
221214 | CONCRD64 | PJM | 232 | 115 | 260 | 4334 | unknown
221215 | CONCRD62 | PJM | 232 | 115 | 260 | 4334 | unknown
221690 | CNCRD1-2 | PJM | 232 | 13.8 | 259 | 4334 | unknown
221787 | CNCRD3-4 | PJM | 232 | 13.8 | 259 | 4334 | unknown
221219 | CROWNS43 | PJM | 232 | 115 | 259 | 4335 | unknown |  |  |  | 39.0466 | -76.6776 | 3256 | 39.0466 | -76.6776 | 3256
221220 | CROWNS44 | PJM | 232 | 115 | 259 | 4335 | unknown |  |  |  | 39.0466 | -76.6776 | 3256 | 39.0466 | -76.6776 | 3256
221559 | CROWNS-1 | PJM | 232 | 13.8 | 259 | 4335 | unknown |  |  |  | 39.0466 | -76.6776 | 3256 | 39.0466 | -76.6776 | 3256
221221 | SHAWAN18 | PJM | 232 | 115 | 259 | 4336 | unknown
221222 | SHAWAN09 | PJM | 232 | 115 | 259 | 4336 | unknown
221404 | SHAWAN-1 | PJM | 232 | 34.5 | 259 | 4336 | unknown
221406 | SHAWAN-2 | PJM | 232 | 34.5 | 259 | 4336 | unknown
221224 | HONEY582 | PJM | 232 | 115 | 260 | 4337 | unknown
221225 | HONEY581 | PJM | 232 | 115 | 260 | 4337 | unknown
221706 | HONEYG-1 | PJM | 232 | 13.8 | 259 | 4337 | unknown
221708 | HONEYG-2 | PJM | 232 | 13.8 | 259 | 4337 | unknown
221241 | WILKHS-1 | PJM | 232 | 115 | 259 | 4338 | unknown
221242 | WILKHS-2 | PJM | 232 | 115 | 259 | 4338 | unknown
221728 | WILK13-1 | PJM | 232 | 13.8 | 259 | 4338 | unknown
221729 | WILK13-2 | PJM | 232 | 13.8 | 259 | 4338 | unknown
221253 | NRTHPT81 | PJM | 232 | 115 | 260 | 4339 | unknown
221254 | NRTHPT82 | PJM | 232 | 115 | 260 | 4339 | unknown
221455 | NRTHPT-1 | PJM | 232 | 34.5 | 259 | 4339 | unknown
221457 | NRTHPT-4 | PJM | 232 | 34.5 | 259 | 4339 | unknown
221088 | WINDYED2 | PJM | 232 | 115 | 260 | 4340 | unknown
221089 | WINDYED1 | PJM | 232 | 115 | 260 | 4340 | unknown
221257 | W.EDGE81 | PJM | 232 | 115 | 260 | 4340 | unknown
221258 | W.EDGE82 | PJM | 232 | 115 | 260 | 4340 | unknown
221638 | W.EDGE-1 | PJM | 232 | 13.8 | 259 | 4340 | unknown
221262 | GENMOTR1 | PJM | 232 | 115 | 260 | 4341 | unknown
221263 | GENMOTR2 | PJM | 232 | 115 | 260 | 4341 | unknown
221785 | GENMOTOR | PJM | 232 | 13.8 | 259 | 4341 | unknown
221357 | NEWGT030 | PJM | 232 | 34.5 | 259 | 4342 | unknown
221365 | NEWGT032 | PJM | 232 | 34.5 | 259 | 4342 | unknown
221366 | NEWGT031 | PJM | 232 | 34.5 | 259 | 4342 | unknown
221771 | NEWGT -7 | PJM | 232 | 13.8 | 259 | 4342 | unknown
221772 | NEWGT -8 | PJM | 232 | 13.8 | 259 | 4342 | unknown
221773 | NEWGT -9 | PJM | 232 | 13.8 | 259 | 4342 | unknown
221777 | NEWGT -6 | PJM | 232 | 13.8 | 259 | 4342 | unknown
221835 | FITZEL | PJM | 232 | 115 | 260 | 4343 | unknown
221836 | FITZEL 115 | PJM | 232 | 115 | 260 | 4343 | unknown
221901 | FITZEL 34_1 | PJM | 232 | 34.5 | 259 | 4343 | unknown
221902 | FITZEL 34_2 | PJM | 232 | 34.5 | 259 | 4343 | unknown
221903 | FITZEL 13_1 | PJM | 232 | 13.8 | 259 | 4343 | unknown
221904 | FITZEL 13_2 | PJM | 232 | 13.8 | 259 | 4343 | unknown
221860 | TIPTON-1 | PJM | 232 | 230 | 260 | 4344 | unknown
221861 | TIPTON-2 | PJM | 232 | 230 | 260 | 4344 | unknown
221862 | TIPTON-3 | PJM | 232 | 230 | 260 | 4344 | unknown
221863 | TIPTON MPO | PJM | 232 | 115 | 260 | 4344 | unknown
223937 | DICK 230 | PJM | 233 | 230 | 268 | 4345 | known
223938 | DICKH230 | PJM | 233 | 230 | 268 | 4345 | known |  | 39.2079 | -77.4527
224031 | DICK U1 | PJM | 233 | 13.8 | 268 | 4345 | known
224032 | DICK U2 | PJM | 233 | 13.8 | 268 | 4345 | known
224033 | DICK U3 | PJM | 233 | 13.8 | 268 | 4345 | known
224034 | DICK CT1 | PJM | 233 | 13.8 | 268 | 4345 | known
224054 | DICKHCT1 | PJM | 233 | 13.8 | 268 | 4345 | known
224055 | DICKHCT2 | PJM | 233 | 13.8 | 268 | 4345 | known
224071 | DICK69 | PJM | 233 | 69 | 268 | 4345 | known
223939 | QUINC032 | PJM | 233 | 230 | 268 | 4346 | unknown | [5 empty] | 4345 |  |  | 4345
223940 | QUINC034 | PJM | 233 | 230 | 268 | 4346 | unknown | [5 empty] | 4345 |  |  | 4345
223941 | QUINC033 | PJM | 233 | 230 | 268 | 4346 | unknown | [5 empty] | 4345 |  |  | 4345
223942 | QUINC035 | PJM | 233 | 230 | 268 | 4346 | unknown | [5 empty] | 4345 |  |  | 4345
223943 | QUINC 69 | PJM | 233 | 69 | 268 | 4346 | unknown | [5 empty] | 4345 |  |  | 4345
223944 | BML031 | PJM | 233 | 230 | 268 | 4347 | unknown | [6 empty] | 38.9426 | -77.0789 | 4361
223945 | BML028 | PJM | 233 | 230 | 268 | 4347 | unknown | [6 empty] | 38.9426 | -77.0789 | 4361
223946 | BML030 | PJM | 233 | 230 | 268 | 4347 | unknown | [6 empty] | 38.9426 | -77.0789 | 4361
223947 | BML029 | PJM | 233 | 230 | 268 | 4347 | unknown | [6 empty] | 38.9426 | -77.0789 | 4361
223948 | BML 34 | PJM | 233 | 34.5 | 273 | 4347 | unknown | [6 empty] | 38.9426 | -77.0789 | 4361
223949 | BML 138 | PJM | 233 | 138 | 268 | 4347 | unknown | [6 empty] | 38.9426 | -77.0789 | 4361
223950 | BML69 | PJM | 233 | 69 | 268 | 4347 | unknown | [6 empty] | 38.9426 | -77.0789 | 4361
223955 | NORBK008 | PJM | 233 | 230 | 268 | 4348 | unknown
223956 | NORBK009 | PJM | 233 | 230 | 268 | 4348 | unknown
223957 | NORBK011 | PJM | 233 | 230 | 268 | 4348 | unknown
223958 | NORBK010 | PJM | 233 | 230 | 268 | 4348 | unknown
223959 | NORBK 69 | PJM | 233 | 69 | 268 | 4348 | unknown
223963 | METZ 047 | PJM | 233 | 230 | 268 | 4349 | known |  | 39.0056 | -76.9571
223964 | METZ 046 | PJM | 233 | 230 | 268 | 4349 | known |  | 39.0056 | -76.9571
223965 | METZ 040 | PJM | 233 | 230 | 268 | 4349 | known |  | 39.0056 | -76.9571
223966 | METZ 041 | PJM | 233 | 230 | 268 | 4349 | known |  | 39.0056 | -76.9571
223967 | METZ E69 | PJM | 233 | 69 | 268 | 4349 | known
226895 | WOAKV2-037 E | PJM | 233 | 69 | 268 | 4349 | known
223970 | TAK 230 | PJM | 233 | 230 | 268 | 4350 | known |  | 38.97 | -76.9972
223972 | TAK 34 | PJM | 233 | 34.5 | 273 | 4350 | known |  | 38.97 | -76.9972
223973 | TAK 69 | PJM | 233 | 69 | 271 | 4350 | known |  | 38.97 | -76.9972
226904 | TAK PS1 | PJM | 233 | 230 | 268 | 4350 | known |  | 38.97 | -76.9972
226905 | TAK PS2 | PJM | 233 | 230 | 268 | 4350 | known |  | 38.97 | -76.9972
223988 | MORGT230 | PJM | 233 | 230 | 268 | 4351 | known |  | 38.3597 | -76.9637
223989 | MORG 69 | PJM | 233 | 69 | 268 | 4351 | known
224046 | MORGTU1 | PJM | 233 | 18 | 268 | 4351 | known |  | 38.3597 | -76.9637
224047 | MORGTU2 | PJM | 233 | 24 | 268 | 4351 | known
224048 | MORG CT1 | PJM | 233 | 13.8 | 268 | 4351 | known
224049 | MORG CT2 | PJM | 233 | 13.8 | 268 | 4351 | known
224050 | MORGTCT3 | PJM | 233 | 13.8 | 268 | 4351 | known
224051 | MORGTCT4 | PJM | 233 | 13.8 | 268 | 4351 | known
224052 | MORGTCT5 | PJM | 233 | 13.8 | 268 | 4351 | known
224053 | MORGTCT6 | PJM | 233 | 13.8 | 268 | 4351 | known
224067 | MORGMD34 | PJM | 233 | 13.8 | 268 | 4351 | known
224068 | MORGMD56 | PJM | 233 | 13.8 | 268 | 4351 | known
227028 | MORG SOUTH | PJM | 238 | 69 | 272 | 4351 | known
227029 | MORG NORTH | PJM | 238 | 69 | 272 | 4351 | known
223995 | PALM090 | PJM | 233 | 230 | 268 | 4352 | unknown |  |  |  | 38.7384 | -76.8709 | 3250 | 38.7384 | -76.8709 | 3250
223996 | PALM092 | PJM | 233 | 230 | 268 | 4352 | unknown |  |  |  | 38.7384 | -76.8709 | 3250 | 38.7384 | -76.8709 | 3250
223997 | PALM091 | PJM | 233 | 230 | 268 | 4352 | unknown |  |  |  | 38.7384 | -76.8709 | 3250 | 38.7384 | -76.8709 | 3250
223998 | PALM093 | PJM | 233 | 230 | 268 | 4352 | unknown |  |  |  | 38.7384 | -76.8709 | 3250 | 38.7384 | -76.8709 | 3250
223999 | PALM 69 | PJM | 233 | 69 | 268 | 4352 | unknown |  |  |  | 38.7384 | -76.8709 | 3250 | 38.7384 | -76.8709 | 3250
224555 | PALM034A | PJM | 233 | 69 | 274 | 4352 | unknown |  |  |  | 38.7384 | -76.8709 | 3250 | 38.7384 | -76.8709 | 3250
224002 | C23069T8 | PJM | 233 | 230 | 268 | 4353 | unknown
224003 | C23069T9 | PJM | 233 | 230 | 268 | 4353 | unknown
224004 | C23069T6 | PJM | 233 | 230 | 268 | 4353 | unknown
224005 | C23069T7 | PJM | 233 | 230 | 268 | 4353 | unknown
224006 | C69 EAST | PJM | 233 | 69 | 268 | 4353 | unknown
224007 | C69 WEST | PJM | 233 | 69 | 268 | 4353 | unknown
224008 | ALA 089 | PJM | 233 | 230 | 268 | 4354 | unknown | [5 empty] | 4355 |  |  | 4355
224009 | ALA 088 | PJM | 233 | 230 | 268 | 4354 | unknown | [5 empty] | 4355 |  |  | 4355
224010 | ALABAM13 | PJM | 233 | 13.8 | 268 | 4354 | unknown | [5 empty] | 4355 |  |  | 4355
224011 | BUZZ 027 | PJM | 233 | 230 | 268 | 4355 | known
224012 | BUZZ 026 | PJM | 233 | 230 | 268 | 4355 | known
224013 | BUZZ T7 | PJM | 233 | 230 | 268 | 4355 | known |  | 38.8679 | -77.0112
224014 | BUZZ 138 | PJM | 233 | 138 | 268 | 4355 | known
224019 | BUZZ T14 | PJM | 233 | 230 | 268 | 4355 | known |  | 38.8679 | -77.0112
224072 | BUZZ 1W | PJM | 233 | 13.8 | 268 | 4355 | known
224073 | BUZZ 2W | PJM | 233 | 13.8 | 268 | 4355 | known
224074 | BUZZ 3W | PJM | 233 | 13.8 | 268 | 4355 | known
224075 | BUZZ 1E | PJM | 233 | 13.8 | 268 | 4355 | known
224076 | BUZZ 2E | PJM | 233 | 13.8 | 268 | 4355 | known
224077 | BUZZ 3E | PJM | 233 | 13.8 | 268 | 4355 | known
224015 | RITCH058 | PJM | 233 | 230 | 268 | 4356 | known
224016 | RITCH061 | PJM | 233 | 230 | 268 | 4356 | known
224017 | RITCH059 | PJM | 233 | 230 | 268 | 4356 | known |  | 38.8801 | -76.8772
224018 | RITCH060 | PJM | 233 | 230 | 268 | 4356 | known |  | 38.8801 | -76.8772
224020 | RITCH 69 | PJM | 233 | 69 | 268 | 4356 | known
224021 | BENN 230 | PJM | 233 | 230 | 268 | 4357 | unknown | [5 empty] | 4356 |  |  | 4356
224022 | BENN 13 | PJM | 233 | 13.8 | 268 | 4357 | unknown | [5 empty] | 4356 |  |  | 4356
224023 | BENN 69E | PJM | 233 | 69 | 268 | 4357 | unknown | [5 empty] | 4356 |  |  | 4356
224102 | BENN T14 | PJM | 233 | 115 | 270 | 4357 | unknown | [5 empty] | 4356 |  |  | 4356
224103 | BENN T13 | PJM | 233 | 115 | 270 | 4357 | unknown | [5 empty] | 4356 |  |  | 4356
224056 | MCTRSH1G | PJM | 233 | 13.8 | 268 | 4358 | unknown | [5 empty] | 4345 |  |  | 4345
224057 | MCTRSH | PJM | 233 | 69 | 268 | 4358 | unknown | [5 empty] | 4345 |  |  | 4345
224059 | NEW HARRISON | PJM | 233 | 138 | 269 | 4359 | known |  | 38.9574 | -77.0845
226000 | NEW HARSN 13 | PJM | 233 | 13.8 | 269 | 4359 | known
224079 | BETH T7 | PJM | 233 | 138 | 269 | 4360 | unknown |  |  |  | 38.9426 | -77.0789 | 4361 | 38.9426 | -77.0789 | 4361
224080 | BETH T6 | PJM | 233 | 138 | 269 | 4360 | unknown |  |  |  | 38.9426 | -77.0789 | 4361 | 38.9426 | -77.0789 | 4361
224081 | BETH T8 | PJM | 233 | 138 | 269 | 4360 | unknown |  |  |  | 38.9426 | -77.0789 | 4361 | 38.9426 | -77.0789 | 4361
224082 | BETH T5 | PJM | 233 | 138 | 269 | 4360 | unknown |  |  |  | 38.9426 | -77.0789 | 4361 | 38.9426 | -77.0789 | 4361
224083 | BETH 34 | PJM | 233 | 34.5 | 273 | 4360 | unknown |  |  |  | 38.9426 | -77.0789 | 4361 | 38.9426 | -77.0789 | 4361
224084 | VANN138 | PJM | 233 | 138 | 269 | 4361 | known |  | 38.9426 | -77.0789
224085 | VANN 13 | PJM | 233 | 13.8 | 269 | 4361 | known
224086 | O ST 138 | PJM | 233 | 138 | 269 | 4362 | known |  | 38.9084 | -77.0274
224087 | O ST 13 | PJM | 233 | 13.8 | 269 | 4362 | known |  | 38.9084 | -77.0274
224088 | O ST T6 | PJM | 233 | 138 | 269 | 4362 | known |  | 38.9084 | -77.0274
224089 | O ST T5 | PJM | 233 | 138 | 269 | 4362 | known |  | 38.9084 | -77.0274
224090 | 10TH 138 | PJM | 233 | 138 | 269 | 4363 | known |  | 38.9039 | -77.0255
224091 | 10TH 13 | PJM | 233 | 13.8 | 269 | 4363 | known
224092 | SW 138 | PJM | 233 | 138 | 269 | 4364 | known |  | 38.8806 | -77.0086
224093 | SW 13 | PJM | 233 | 13.8 | 269 | 4364 | known
224098 | PANDA | PJM | 233 | 230 | 268 | 4365 | unknown |  |  |  | 38.7384 | -76.8709 | 3250 | 38.7384 | -76.8709 | 3250
224099 | PANDACT1 | PJM | 233 | 13.8 | 268 | 4365 | unknown |  |  |  | 38.7384 | -76.8709 | 3250 | 38.7384 | -76.8709 | 3250
224100 | PANDACT2 | PJM | 233 | 13.8 | 268 | 4365 | unknown |  |  |  | 38.7384 | -76.8709 | 3250 | 38.7384 | -76.8709 | 3250
224101 | PANDASC1 | PJM | 233 | 13.8 | 268 | 4365 | unknown |  |  |  | 38.7384 | -76.8709 | 3250 | 38.7384 | -76.8709 | 3250
224104 | TUX 504 | PJM | 233 | 115 | 270 | 4366 | unknown | [8 empty] | 4356
224105 | TUX 503 | PJM | 233 | 115 | 270 | 4366 | unknown | [8 empty] | 4356
224106 | TUXEDO13 | PJM | 233 | 13.8 | 270 | 4366 | unknown | [8 empty] | 4356
224107 | BLADBGT3 | PJM | 233 | 115 | 270 | 4367 | unknown
224108 | BLADBGT1 | PJM | 233 | 115 | 270 | 4367 | unknown
224109 | BLADBG13 | PJM | 233 | 13.8 | 270 | 4367 | unknown
224110 | LANHM505 | PJM | 233 | 115 | 270 | 4368 | unknown | [6 empty] | 39.0466 | -76.6776 | 3256
224111 | LANHM506 | PJM | 233 | 115 | 270 | 4368 | unknown | [6 empty] | 39.0466 | -76.6776 | 3256
224112 | LANHM34 | PJM | 233 | 34.5 | 273 | 4368 | unknown | [6 empty] | 39.0466 | -76.6776 | 3256
224113 | LANHM13 | PJM | 233 | 13.8 | 270 | 4368 | unknown | [6 empty] | 39.0466 | -76.6776 | 3256
224114 | WILD T2 | PJM | 233 | 115 | 270 | 4369 | unknown
224115 | WILD T1 | PJM | 233 | 115 | 270 | 4369 | unknown
224116 | WILD T3 | PJM | 233 | 115 | 270 | 4369 | unknown
224117 | WLDCFT13 | PJM | 233 | 13.8 | 270 | 4369 | unknown
224119 | 12IRV69 | PJM | 233 | 69 | 271 | 4370 | unknown | [6 empty] | 38.97 | -76.9972 | 4350
224120 | 12IRV 13 | PJM | 233 | 13.8 | 271 | 4370 | unknown | [6 empty] | 38.97 | -76.9972 | 4350
224121 | FTSLO PS | PJM | 233 | 69 | 271 | 4371 | unknown |  |  |  | 38.97 | -76.9972 | 4350 | 38.97 | -76.9972 | 4350
224122 | FTSLO 69 | PJM | 233 | 69 | 271 | 4371 | unknown |  |  |  | 38.97 | -76.9972 | 4350 | 38.97 | -76.9972 | 4350
224123 | FTSLO 13 | PJM | 233 | 13.8 | 271 | 4371 | unknown |  |  |  | 38.97 | -76.9972 | 4350 | 38.97 | -76.9972 | 4350
224240 | NIH T3 | PJM | 233 | 34.5 | 273 | 4372 | unknown | [6 empty] | 38.9426 | -77.0789 | 4361
224241 | NIH T1 | PJM | 233 | 34.5 | 273 | 4372 | unknown | [6 empty] | 38.9426 | -77.0789 | 4361
224242 | NIH 13 | PJM | 233 | 13.8 | 273 | 4372 | unknown | [6 empty] | 38.9426 | -77.0789 | 4361
224243 | NIH T2 | PJM | 233 | 34.5 | 273 | 4372 | unknown | [6 empty] | 38.9426 | -77.0789 | 4361
224244 | NIH23MW | PJM | 233 | 34.5 | 273 | 4372 | unknown | [6 empty] | 38.9426 | -77.0789 | 4361
224515 | SRATVL13 | PJM | 233 | 13.8 | 274 | 4373 | unknown
224547 | SRATVLT3 | PJM | 233 | 69 | 274 | 4373 | unknown
224548 | SRATVLT1 | PJM | 233 | 69 | 274 | 4373 | unknown
224518 | STEED13 | PJM | 233 | 13.8 | 274 | 4374 | unknown | [6 empty] | 38.7384 | -76.8709 | 3250
224530 | STEEDT3 | PJM | 233 | 69 | 274 | 4374 | unknown | [6 empty] | 38.7384 | -76.8709 | 3250
224544 | STEEDT2 | PJM | 233 | 69 | 274 | 4374 | unknown | [6 empty] | 38.7384 | -76.8709 | 3250
224545 | STEEDT1 | PJM | 233 | 69 | 274 | 4374 | unknown | [6 empty] | 38.7384 | -76.8709 | 3250
224546 | STEED104 | PJM | 233 | 69 | 274 | 4374 | unknown | [6 empty] | 38.7384 | -76.8709 | 3250
224519 | GALHAN13 | PJM | 233 | 13.8 | 274 | 4375 | unknown | [6 empty] | 38.7384 | -76.8709 | 3250
224531 | GALHANT2 | PJM | 233 | 69 | 274 | 4375 | unknown | [6 empty] | 38.7384 | -76.8709 | 3250
224549 | GALHANT1 | PJM | 233 | 69 | 274 | 4375 | unknown | [6 empty] | 38.7384 | -76.8709 | 3250
224551 | GALHANT3 | PJM | 233 | 69 | 274 | 4375 | unknown | [6 empty] | 38.7384 | -76.8709 | 3250
224616 | WATER13 | PJM | 233 | 13.8 | 269 | 4376 | known |  | 38.8702 | -77.0129
224617 | WATER230 | PJM | 233 | 230 | 269 | 4376 | known |  | 38.8702 | -77.0129
226906 | WATER-PS1 | PJM | 233 | 230 | 268 | 4376 | known |  | 38.8702 | -77.0129
226907 | WATER-PS2 | PJM | 233 | 230 | 268 | 4376 | known |  | 38.8702 | -77.0129
226709 | KELSONV3-017 | PJM | 233 | 230 | 268 | 4377 | known |  | 38.5713 | -76.8938
226892 | V3-017 CT1 | PJM | 233 | 18 | 268 | 4377 | known
226893 | V3-017 CT2 | PJM | 233 | 18 | 268 | 4377 | known
226894 | V3-017 ST1 | PJM | 233 | 18 | 268 | 4377 | known
226900 | MT VERN 230 | PJM | 233 | 230 | 268 | 4378 | known |  | 38.929 | -76.991
226902 | MT VERN 13 | PJM | 233 | 13.8 | 268 | 4378 | known
226901 | CHMPLN | PJM | 233 | 230 | 268 | 4379 | unknown | [5 empty] | 4380 |  |  | 4380
226903 | CHMPLN 69 | PJM | 233 | 69 | 268 | 4379 | unknown | [5 empty] | 4380 |  |  | 4380
226908 | NEW HRVD 13 | PJM | 233 | 13.8 | 268 | 4380 | known
226909 | NEW HRVD 230 | PJM | 233 | 230 | 268 | 4380 | known |  | 38.9617 | -77.0108
226925 | MATTA_TAP | PJM | 233 | 230 | 1 | 4381 | known |  | 38.6809 | -76.864
226926 | MATTA_ST | PJM | 233 | 22 | 1 | 4381 | known
226927 | MATTA_CT1 | PJM | 233 | 20 | 1 | 4381 | known
226928 | MATTA_CT2 | PJM | 233 | 20 | 1 | 4381 | known
227013 | SOLLERS 2340 | PJM | 238 | 230 | 272 | 4382 | unknown | [5 empty] | 4390 |  |  | 4390
227014 | SOLLERS 2345 | PJM | 238 | 230 | 272 | 4382 | unknown | [5 empty] | 4390 |  |  | 4390
227015 | SOLLERS 69 | PJM | 238 | 69 | 272 | 4382 | unknown | [5 empty] | 4390 |  |  | 4390
227016 | SOLLTERT2 | PJM | 238 | 13.8 | 272 | 4382 | unknown | [5 empty] | 4390 |  |  | 4390
227017 | SOLLTERT1 | PJM | 238 | 13.8 | 272 | 4382 | unknown | [5 empty] | 4390 |  |  | 4390
227179 | LOWSOLLERS | PJM | 238 | 12.47 | 272 | 4382 | unknown | [5 empty] | 4390 |  |  | 4390
227023 | SMECOCT-HI | PJM | 238 | 69 | 272 | 4383 | unknown
227024 | SMECOCT | PJM | 238 | 13.8 | 272 | 4383 | unknown
227025 | FARMSM131 | PJM | 238 | 69 | 272 | 4384 | unknown
227026 | FARMSM55 | PJM | 238 | 69 | 272 | 4384 | unknown
227168 | LOWFARM1 | PJM | 238 | 12.47 | 272 | 4384 | unknown
227169 | LOWFARM2 | PJM | 238 | 12.47 | 272 | 4384 | unknown
227032 | BANNISTER | PJM | 238 | 69 | 272 | 4385 | unknown | [6 empty] | 38.3597 | -76.9637 | 4351
227120 | LOWBANNIST1 | PJM | 238 | 12.47 | 272 | 4385 | unknown | [6 empty] | 38.3597 | -76.9637 | 4351
227121 | LOWBANNIST2 | PJM | 238 | 12.47 | 272 | 4385 | unknown | [6 empty] | 38.3597 | -76.9637 | 4351
227034 | BENSVILLE | PJM | 238 | 69 | 272 | 4386 | unknown
227122 | LOWBENSVILLE | PJM | 238 | 12.47 | 272 | 4386 | unknown
227035 | BERTHA | PJM | 238 | 69 | 272 | 4387 | unknown | [5 empty] | 4390 |  |  | 4390
227123 | LOWBERTHA1 | PJM | 238 | 12.47 | 272 | 4387 | unknown | [5 empty] | 4390 |  |  | 4390
227124 | LOWBERTHA2 | PJM | 238 | 12.47 | 272 | 4387 | unknown | [5 empty] | 4390 |  |  | 4390
227036 | BOLTON | PJM | 238 | 69 | 272 | 4388 | unknown
227125 | LOWBOLTON1 | PJM | 238 | 12.47 | 272 | 4388 | unknown
227126 | LOWBOLTON2 | PJM | 238 | 12.47 | 272 | 4388 | unknown
227038 | CEDARVILLE | PJM | 238 | 69 | 272 | 4389 | unknown
227129 | LOWCEDAR | PJM | 238 | 12.47 | 272 | 4389 | unknown
227039 | CLVRT CLIFF1 | PJM | 238 | 69 | 272 | 4390 | known
227040 | CLVRT CLIFF2 | PJM | 238 | 69 | 272 | 4390 | known |  | 38.4315 | -76.4458
227127 | LOWCALCLIF1 | PJM | 238 | 13.8 | 272 | 4390 | known
227128 | LOWCALCLIF2 | PJM | 238 | 13.2 | 272 | 4390 | known
227041 | DORCHESTER | PJM | 238 | 69 | 272 | 4391 | unknown
227130 | LOWDORCHESTE | PJM | 238 | 12.47 | 272 | 4391 | unknown
227042 | DUKES INN 2 | PJM | 238 | 69 | 272 | 4392 | unknown
227131 | LOWDUKESINN2 | PJM | 238 | 12.47 | 272 | 4392 | unknown
227043 | FAULKNER | PJM | 238 | 69 | 272 | 4393 | unknown | [6 empty] | 38.3597 | -76.9637 | 4351
227133 | LOWFAULKNER | PJM | 238 | 12.47 | 272 | 4393 | unknown | [6 empty] | 38.3597 | -76.9637 | 4351
227044 | FOREST PARK | PJM | 238 | 69 | 272 | 4394 | unknown | [6 empty] | 38.3597 | -76.9637 | 4351
227045 | FOREST SIDE1 | PJM | 238 | 69 | 272 | 4394 | unknown | [6 empty] | 38.3597 | -76.9637 | 4351
227046 | FOREST SIDE2 | PJM | 238 | 69 | 272 | 4394 | unknown | [6 empty] | 38.3597 | -76.9637 | 4351
227134 | LOWFOREST1 | PJM | 238 | 12.47 | 272 | 4394 | unknown | [6 empty] | 38.3597 | -76.9637 | 4351
227135 | LOWFOREST2 | PJM | 238 | 12.47 | 272 | 4394 | unknown | [6 empty] | 38.3597 | -76.9637 | 4351
227048 | GOLDEN BEACH | PJM | 238 | 69 | 272 | 4395 | unknown
227136 | LOWGOLDEN | PJM | 238 | 12.47 | 272 | 4395 | unknown
227049 | GRAYTON | PJM | 238 | 69 | 272 | 4396 | unknown
227137 | LOWGRAYTON | PJM | 238 | 12.47 | 272 | 4396 | unknown
227050 | HOLLYWOOD | PJM | 238 | 69 | 272 | 4397 | unknown
227138 | LOWHOLLY1 | PJM | 238 | 12.47 | 272 | 4397 | unknown
227139 | LOWHOLLY2 | PJM | 238 | 12.47 | 272 | 4397 | unknown
227051 | HUGHESVILLE1 | PJM | 238 | 69 | 272 | 4398 | unknown
227052 | HUGHESVILLE2 | PJM | 238 | 69 | 272 | 4398 | unknown
227140 | LOWHUGHES1 | PJM | 238 | 12.47 | 272 | 4398 | unknown
227141 | LOWHUGHES2 | PJM | 238 | 12.47 | 272 | 4398 | unknown
227053 | HUNTINGTOWN | PJM | 238 | 69 | 272 | 4399 | unknown
227142 | LOWHUNTING | PJM | 238 | 12.47 | 272 | 4399 | unknown
227055 | INDEPENDENCE | PJM | 238 | 69 | 272 | 4400 | unknown
227143 | LOWINDEPEND | PJM | 238 | 12.47 | 272 | 4400 | unknown
227056 | INDIAN HEAD | PJM | 238 | 69 | 272 | 4401 | unknown
227144 | LOWINDIAN | PJM | 238 | 13.2 | 272 | 4401 | unknown
227057 | LAPLATA1 | PJM | 238 | 69 | 272 | 4402 | unknown | [6 empty] | 38.3597 | -76.9637 | 4351
227058 | LAPLATA2 | PJM | 238 | 69 | 272 | 4402 | unknown | [6 empty] | 38.3597 | -76.9637 | 4351
227146 | LOWLAPLATA1 | PJM | 238 | 12.47 | 272 | 4402 | unknown | [6 empty] | 38.3597 | -76.9637 | 4351
227147 | LOWLAPLATA2 | PJM | 238 | 12.47 | 272 | 4402 | unknown | [6 empty] | 38.3597 | -76.9637 | 4351
227059 | LEONARDTOWN1 | PJM | 238 | 69 | 272 | 4403 | unknown
227060 | LEONARDTOWN2 | PJM | 238 | 69 | 272 | 4403 | unknown
227148 | LOWLEONARD1 | PJM | 238 | 12.47 | 272 | 4403 | unknown
227149 | LOWLEONARD2 | PJM | 238 | 12.47 | 272 | 4403 | unknown
227061 | LEXINGTON PK | PJM | 238 | 69 | 272 | 4404 | unknown
227150 | LOWLEXPARK1 | PJM | 238 | 12.47 | 272 | 4404 | unknown
227151 | LOWLEXPARK2 | PJM | 238 | 12.47 | 272 | 4404 | unknown
227063 | MARSHALL CRN | PJM | 238 | 69 | 272 | 4405 | unknown
227152 | LOWMARSHALL | PJM | 238 | 12.47 | 272 | 4405 | unknown
227064 | MASONSPRING1 | PJM | 238 | 69 | 272 | 4406 | unknown
227065 | MASONSPRING2 | PJM | 238 | 69 | 272 | 4406 | unknown
227153 | LOWMASON1 | PJM | 238 | 12.47 | 272 | 4406 | unknown
227154 | LOWMASON2 | PJM | 238 | 12.47 | 272 | 4406 | unknown
227067 | MATTAWOMAN | PJM | 238 | 69 | 272 | 4407 | unknown
227155 | LOWMATTA1 | PJM | 238 | 12.47 | 272 | 4407 | unknown
227156 | LOWMATTA2 | PJM | 238 | 12.47 | 272 | 4407 | unknown
227068 | MCCONCHIE | PJM | 238 | 69 | 272 | 4408 | unknown
227157 | LOWMCCONCH | PJM | 238 | 12.47 | 272 | 4408 | unknown
227069 | MECHANICS | PJM | 238 | 69 | 272 | 4409 | unknown
227158 | LOWMECHANIC | PJM | 238 | 12.47 | 272 | 4409 | unknown
227070 | MILESTOWN | PJM | 238 | 69 | 272 | 4410 | unknown
227159 | LOWMILESTOWN | PJM | 238 | 12.47 | 272 | 4410 | unknown
227071 | MOUNTHARMONY | PJM | 238 | 69 | 272 | 4411 | unknown
227160 | LOWMTHARMONY | PJM | 238 | 12.47 | 272 | 4411 | unknown
227072 | MUTUAL | PJM | 238 | 69 | 272 | 4412 | unknown
227161 | LOWMUTUAL | PJM | 238 | 12.47 | 272 | 4412 | unknown
227074 | NEWBURG | PJM | 238 | 69 | 272 | 4413 | unknown |  |  |  | 38.3597 | -76.9637 | 4351 | 38.3597 | -76.9637 | 4351
227162 | LOWNEWBURG | PJM | 238 | 12.47 | 272 | 4413 | unknown |  |  |  | 38.3597 | -76.9637 | 4351 | 38.3597 | -76.9637 | 4351
227075 | NEWTOWN | PJM | 238 | 69 | 272 | 4414 | unknown | [6 empty] | 38.3597 | -76.9637 | 4351
227163 | LOWNEWTOWN | PJM | 238 | 12.47 | 272 | 4414 | unknown | [6 empty] | 38.3597 | -76.9637 | 4351
227076 | OAKVILLE | PJM | 238 | 69 | 272 | 4415 | unknown
227164 | LOWOAKVILLE | PJM | 238 | 12.47 | 272 | 4415 | unknown
227077 | PATUXENTPK | PJM | 238 | 69 | 272 | 4416 | unknown
227165 | LOWPATXPK1 | PJM | 238 | 12.47 | 272 | 4416 | unknown
227166 | LOWPATXPK2 | PJM | 238 | 12.47 | 272 | 4416 | unknown
227080 | PINEY POINT | PJM | 238 | 69 | 272 | 4417 | unknown
227167 | LOWPINEYPT | PJM | 238 | 12.47 | 272 | 4417 | unknown
227084 | PRINCE FRED1 | PJM | 238 | 69 | 272 | 4418 | unknown
227085 | PRINCE FRED2 | PJM | 238 | 69 | 272 | 4418 | unknown
227170 | LOWPRFRED1 | PJM | 238 | 12.47 | 272 | 4418 | unknown
227171 | LOWPRFRED2 | PJM | 238 | 12.47 | 272 | 4418 | unknown
227086 | PRNAS3 | PJM | 238 | 69 | 272 | 4419 | unknown
227172 | LOWPRNAS3-1 | PJM | 238 | 13.8 | 272 | 4419 | unknown
227173 | LOWPRNAS3-2 | PJM | 238 | 13.8 | 272 | 4419 | unknown
227087 | PRNAS4 | PJM | 238 | 69 | 272 | 4420 | unknown
227174 | LOWPRNAS4-1 | PJM | 238 | 13.8 | 272 | 4420 | unknown
227175 | LOWPRNAS4-2 | PJM | 238 | 13.8 | 272 | 4420 | unknown
227089 | REDGATE | PJM | 238 | 69 | 272 | 4421 | unknown
227176 | LOWREDGATE | PJM | 238 | 12.47 | 272 | 4421 | unknown
227090 | RIDGE | PJM | 238 | 69 | 272 | 4422 | unknown
227177 | LOWRIDGE | PJM | 238 | 12.47 | 272 | 4422 | unknown
227091 | RYCEVILLE | PJM | 238 | 69 | 272 | 4423 | unknown
227178 | LOWRYCEVILLE | PJM | 238 | 12.47 | 272 | 4423 | unknown
227092 | SAINTANDREW | PJM | 238 | 69 | 272 | 4424 | unknown
227181 | LOWSTANDREW1 | PJM | 238 | 12.47 | 272 | 4424 | unknown
227182 | LOWSTANDREW2 | PJM | 238 | 12.47 | 272 | 4424 | unknown
227093 | SAINTCHARLE | PJM | 238 | 69 | 272 | 4425 | unknown
227183 | LOWSTCHAR1 | PJM | 238 | 12.47 | 272 | 4425 | unknown
227184 | LOWSTCHAR2 | PJM | 238 | 12.47 | 272 | 4425 | unknown
227094 | SAINTJAMES | PJM | 238 | 69 | 272 | 4426 | unknown
227185 | LOWSTJAMES | PJM | 238 | 12.47 | 272 | 4426 | unknown
227095 | SAINTLEONARD | PJM | 238 | 69 | 272 | 4427 | unknown
227186 | LOWSTLEONARD | PJM | 238 | 12.47 | 272 | 4427 | unknown
227096 | SM DUNKIRK | PJM | 238 | 69 | 272 | 4428 | unknown
227132 | LOWDUNKIRK | PJM | 238 | 12.47 | 272 | 4428 | unknown
227099 | SOLOMONS | PJM | 238 | 69 | 272 | 4429 | unknown | [8 empty] | 4390
227180 | LOWSOLOMON | PJM | 238 | 12.47 | 272 | 4429 | unknown | [8 empty] | 4390
227103 | SUNDERLAND1 | PJM | 238 | 69 | 272 | 4430 | unknown
227104 | SUNDERLAND2 | PJM | 238 | 69 | 272 | 4430 | unknown
227187 | LOWSUNDER1 | PJM | 238 | 12.47 | 272 | 4430 | unknown
227188 | LOWSUNDER2 | PJM | 238 | 12.47 | 272 | 4430 | unknown
227105 | TOMPKINSVILL | PJM | 238 | 69 | 272 | 4431 | unknown |  |  |  | 38.3597 | -76.9637 | 4351 | 38.3597 | -76.9637 | 4351
227189 | LOWTOMPKINS | PJM | 238 | 12.47 | 272 | 4431 | unknown |  |  |  | 38.3597 | -76.9637 | 4351 | 38.3597 | -76.9637 | 4351
227106 | VALLEY LEE | PJM | 238 | 69 | 272 | 4432 | unknown
227190 | LOWVALLEY | PJM | 238 | 12.47 | 272 | 4432 | unknown
227107 | WALDORF | PJM | 238 | 69 | 272 | 4433 | unknown
227191 | LOWWALDORF1 | PJM | 238 | 12.47 | 272 | 4433 | unknown
227192 | LOWWALDORF2 | PJM | 238 | 12.47 | 272 | 4433 | unknown
227110 | WEBSTERFIELD | PJM | 238 | 69 | 272 | 4434 | unknown
227194 | LOWWEBSTER | PJM | 238 | 12.47 | 272 | 4434 | unknown
227111 | WESTBRANDY | PJM | 238 | 69 | 272 | 4435 | unknown
227193 | LOWWBRANDY | PJM | 238 | 12.47 | 272 | 4435 | unknown
227112 | WESTLAKE1 | PJM | 238 | 69 | 272 | 4436 | unknown | [6 empty] | 38.3597 | -76.9637 | 4351
227113 | WESTLAKE2 | PJM | 238 | 69 | 272 | 4436 | unknown | [6 empty] | 38.3597 | -76.9637 | 4351
227195 | LOWWESTLAKE1 | PJM | 238 | 12.47 | 272 | 4436 | unknown | [6 empty] | 38.3597 | -76.9637 | 4351
227196 | LOWWESTLAKE2 | PJM | 238 | 12.47 | 272 | 4436 | unknown | [6 empty] | 38.3597 | -76.9637 | 4351
227114 | WOODED GLEN | PJM | 238 | 69 | 272 | 4437 | unknown | [6 empty] | 38.3597 | -76.9637 | 4351
227197 | LOWWOODEDGLE | PJM | 238 | 12.47 | 272 | 4437 | unknown | [6 empty] | 38.3597 | -76.9637 | 4351
223992 | HAWK 076 | PJM | 233 | 230 | 268 | 4438 | unknown |  |  |  | 38.3597 | -76.9637 | 4351 | 38.3597 | -76.9637 | 4351
223993 | HAWK 077 | PJM | 233 | 230 | 268 | 4438 | unknown |  |  |  | 38.3597 | -76.9637 | 4351 | 38.3597 | -76.9637 | 4351
227005 | HAWK 69 | PJM | 238 | 69 | 272 | 4438 | unknown |  |  |  | 38.3597 | -76.9637 | 4351 | 38.3597 | -76.9637 | 4351
227006 | HAWKTERT1 | PJM | 238 | 13.8 | 272 | 4438 | unknown |  |  |  | 38.3597 | -76.9637 | 4351 | 38.3597 | -76.9637 | 4351
227007 | HAWKTERT4 | PJM | 238 | 13.8 | 272 | 4438 | unknown |  |  |  | 38.3597 | -76.9637 | 4351 | 38.3597 | -76.9637 | 4351
227281 | AC2-101 COL | PJM | 238 | 34.5 | 272 | 4438 | unknown |  |  |  | 38.3597 | -76.9637 | 4351 | 38.3597 | -76.9637 | 4351
227282 | AC2-101 GEN | PJM | 238 | 0.55 | 272 | 4438 | unknown |  |  |  | 38.3597 | -76.9637 | 4351 | 38.3597 | -76.9637 | 4351
227283 | AC2-101 MAIN | PJM | 238 | 69 | 272 | 4438 | unknown |  |  |  | 38.3597 | -76.9637 | 4351 | 38.3597 | -76.9637 | 4351
1000759 | STR_PT_XF_759 | PJM | 233 | 1 | 268 | 4438 | unknown |  |  |  | 38.3597 | -76.9637 | 4351 | 38.3597 | -76.9637 | 4351
1000760 | STR_PT_XF_760 | PJM | 233 | 1 | 268 | 4438 | unknown |  |  |  | 38.3597 | -76.9637 | 4351 | 38.3597 | -76.9637 | 4351
227801 | ONTC&DCT | PJM | 234 | 13.8 | 278 | 4439 | unknown
227829 | MO AVE | PJM | 234 | 23 | 278 | 4439 | unknown
227803 | MARVEN#1 | PJM | 234 | 69 | 278 | 4440 | unknown | [6 empty] | 39.4283 | -74.6205 | 4445
227804 | MARVEN#2 | PJM | 234 | 69 | 278 | 4440 | unknown | [6 empty] | 39.4283 | -74.6205 | 4445
227839 | MARVEN#1 | PJM | 234 | 12.9 | 278 | 4440 | unknown | [6 empty] | 39.4283 | -74.6205 | 4445
227847 | MARVEN#3 | PJM | 234 | 12.9 | 278 | 4440 | unknown | [6 empty] | 39.4283 | -74.6205 | 4445
227848 | MARVEN#2 | PJM | 234 | 12.9 | 278 | 4440 | unknown | [6 empty] | 39.4283 | -74.6205 | 4445
227802 | HIGBEE#3 | PJM | 234 | 69 | 278 | 4441 | unknown | [6 empty] | 39.4283 | -74.6205 | 4445
227806 | MO TR7 | PJM | 234 | 69 | 278 | 4441 | unknown | [6 empty] | 39.4283 | -74.6205 | 4445
227810 | HIGBEE#1 | PJM | 234 | 69 | 278 | 4441 | unknown | [6 empty] | 39.4283 | -74.6205 | 4445
227811 | HIGBEE#2 | PJM | 234 | 69 | 278 | 4441 | unknown | [6 empty] | 39.4283 | -74.6205 | 4445
227825 | HIGBEE#1 | PJM | 234 | 23 | 278 | 4441 | unknown | [6 empty] | 39.4283 | -74.6205 | 4445
227826 | HIGBEE#2 | PJM | 234 | 23 | 278 | 4441 | unknown | [6 empty] | 39.4283 | -74.6205 | 4445
227809 | ONTAR #3 | PJM | 234 | 69 | 278 | 4442 | unknown
227812 | ONTAR #1 | PJM | 234 | 69 | 278 | 4442 | unknown
227813 | ONTAR #2 | PJM | 234 | 69 | 278 | 4442 | unknown
227814 | ONTAR #1 | PJM | 234 | 23 | 278 | 4442 | unknown
227815 | ONTAR #2 | PJM | 234 | 23 | 278 | 4442 | unknown
227816 | ONTAR #3 | PJM | 234 | 23 | 278 | 4442 | unknown
227840 | ONTRIO 3 | PJM | 234 | 12.9 | 278 | 4442 | unknown
227841 | ONTRIO 4 | PJM | 234 | 12.9 | 278 | 4442 | unknown
228731 | V3-036 | PJM | 234 | 23 | 278 | 4442 | unknown
227842 | MARINGEN | PJM | 234 | 12.9 | 278 | 4443 | unknown | [6 empty] | 39.4283 | -74.6205 | 4445
227880 | HURON | PJM | 234 | 69 | 278 | 4443 | unknown | [6 empty] | 39.4283 | -74.6205 | 4445
227882 | HUR#1 | PJM | 234 | 23 | 278 | 4443 | unknown | [6 empty] | 39.4283 | -74.6205 | 4445
227883 | HUR#2 | PJM | 234 | 23 | 278 | 4443 | unknown | [6 empty] | 39.4283 | -74.6205 | 4445
227881 | GRENWCHG | PJM | 234 | 2.4 | 280 | 4444 | unknown
228426 | GRENWCH2 | PJM | 234 | 34.5 | 280 | 4444 | unknown
227900 | CARDIFF | PJM | 234 | 230 | 278 | 4445 | known |  | 39.4283 | -74.6205
227910 | CARDIFF1 | PJM | 234 | 69 | 278 | 4445 | known
227911 | CARDIFF2 | PJM | 234 | 69 | 278 | 4445 | known
227913 | CARDIFF | PJM | 234 | 138 | 278 | 4445 | known
227925 | CARDIF#5 | PJM | 234 | 12.9 | 278 | 4445 | known
227927 | V4-067C | PJM | 234 | 12.9 | 278 | 4445 | known
227928 | V4-067E | PJM | 234 | 12.9 | 278 | 4445 | known
227934 | CARDIFF2 | PJM | 234 | 138 | 278 | 4445 | known
227947 | CARDIF#3 | PJM | 234 | 12.9 | 278 | 4445 | known
227999 | CARDSVC | PJM | 234 | 16 | 278 | 4445 | known
227901 | DOROTHY | PJM | 234 | 138 | 278 | 4446 | unknown | [6 empty] | 39.4283 | -74.6205 | 4445
227939 | DOROTHY#1 | PJM | 234 | 12.9 | 278 | 4446 | unknown | [6 empty] | 39.4283 | -74.6205 | 4445
227902 | LEWIS #1 | PJM | 234 | 138 | 278 | 4447 | unknown |  |  |  | 39.4283 | -74.6205 | 4445 | 39.4283 | -74.6205 | 4445
227918 | LEWIS #1 | PJM | 234 | 69 | 278 | 4447 | unknown |  |  |  | 39.4283 | -74.6205 | 4445 | 39.4283 | -74.6205 | 4445
227920 | LEWIS #2 | PJM | 234 | 69 | 278 | 4447 | unknown |  |  |  | 39.4283 | -74.6205 | 4445 | 39.4283 | -74.6205 | 4445
227945 | LEWIS #2 | PJM | 234 | 138 | 278 | 4447 | unknown |  |  |  | 39.4283 | -74.6205 | 4445 | 39.4283 | -74.6205 | 4445
227948 | LEWIS #3 | PJM | 234 | 69 | 278 | 4447 | unknown |  |  |  | 39.4283 | -74.6205 | 4445 | 39.4283 | -74.6205 | 4445
227949 | LEWIS #3 | PJM | 234 | 138 | 278 | 4447 | unknown |  |  |  | 39.4283 | -74.6205 | 4445 | 39.4283 | -74.6205 | 4445
227903 | MILL #1 | PJM | 234 | 138 | 278 | 4448 | unknown |  |  |  | 39.4283 | -74.6205 | 4445 | 39.4283 | -74.6205 | 4445
227922 | MILL #1 | PJM | 234 | 69 | 278 | 4448 | unknown |  |  |  | 39.4283 | -74.6205 | 4445 | 39.4283 | -74.6205 | 4445
227946 | MILL#2 | PJM | 234 | 69 | 278 | 4448 | unknown |  |  |  | 39.4283 | -74.6205 | 4445 | 39.4283 | -74.6205 | 4445
227905 | SCULL#1 | PJM | 234 | 138 | 278 | 4449 | unknown | [6 empty] | 39.4283 | -74.6205 | 4445
227906 | SCULL#2 | PJM | 234 | 138 | 278 | 4449 | unknown | [6 empty] | 39.4283 | -74.6205 | 4445
227929 | SCULL #1 | PJM | 234 | 12.9 | 278 | 4449 | unknown | [6 empty] | 39.4283 | -74.6205 | 4445
227930 | SCULL #2 | PJM | 234 | 12.9 | 278 | 4449 | unknown | [6 empty] | 39.4283 | -74.6205 | 4445
227915 | EGG HRBR | PJM | 234 | 69 | 278 | 4450 | unknown
227937 | EGG HBR1 | PJM | 234 | 12.9 | 278 | 4450 | unknown
227919 | LENOX | PJM | 234 | 69 | 278 | 4451 | unknown
227938 | LENOX | PJM | 234 | 12.9 | 278 | 4451 | unknown
227923 | PVILLE | PJM | 234 | 69 | 278 | 4452 | unknown | [6 empty] | 39.4283 | -74.6205 | 4445
227940 | PVILLE 4 | PJM | 234 | 12.9 | 278 | 4452 | unknown | [6 empty] | 39.4283 | -74.6205 | 4445
227941 | PVILLE 5 | PJM | 234 | 12.9 | 278 | 4452 | unknown | [6 empty] | 39.4283 | -74.6205 | 4445
228014 | PVILLEG | PJM | 234 | 0.48 | 278 | 4452 | unknown | [6 empty] | 39.4283 | -74.6205 | 4445
227924 | SEARSTWN | PJM | 234 | 69 | 278 | 4453 | unknown | [6 empty] | 39.4283 | -74.6205 | 4445
227931 | SEARS #1 | PJM | 234 | 12.9 | 278 | 4453 | unknown | [6 empty] | 39.4283 | -74.6205 | 4445
227932 | SEARS #2 | PJM | 234 | 12.9 | 278 | 4453 | unknown | [6 empty] | 39.4283 | -74.6205 | 4445
228729 | W2-030 C | PJM | 234 | 12.9 | 278 | 4453 | unknown | [6 empty] | 39.4283 | -74.6205 | 4445
227926 | LAKE #8 | PJM | 234 | 12.9 | 278 | 4454 | unknown
228120 | LAKE #2 | PJM | 234 | 69 | 278 | 4454 | unknown
228164 | LAKE #9 | PJM | 234 | 12.9 | 278 | 4454 | unknown
228165 | LAKE #7 | PJM | 234 | 12.9 | 278 | 4454 | unknown
228180 | LAKE#4 | PJM | 234 | 69 | 278 | 4454 | unknown
227955 | CEDAR | PJM | 234 | 230 | 278 | 4455 | unknown |  |  |  | 39.4283 | -74.6205 | 4445 | 39.4283 | -74.6205 | 4445
228003 | CEDAR #1 | PJM | 234 | 69 | 278 | 4455 | unknown |  |  |  | 39.4283 | -74.6205 | 4445 | 39.4283 | -74.6205 | 4445
228004 | CEDAR #2 | PJM | 234 | 69 | 278 | 4455 | unknown |  |  |  | 39.4283 | -74.6205 | 4445 | 39.4283 | -74.6205 | 4445
228005 | CEDAR #3 | PJM | 234 | 69 | 278 | 4455 | unknown |  |  |  | 39.4283 | -74.6205 | 4445 | 39.4283 | -74.6205 | 4445
228008 | CEDSVC | PJM | 234 | 16 | 278 | 4455 | unknown |  |  |  | 39.4283 | -74.6205 | 4445 | 39.4283 | -74.6205 | 4445
228013 | CEDAR 1 | PJM | 234 | 23 | 278 | 4455 | unknown |  |  |  | 39.4283 | -74.6205 | 4445 | 39.4283 | -74.6205 | 4445
228018 | CEDAR #6 | PJM | 234 | 12.9 | 278 | 4455 | unknown |  |  |  | 39.4283 | -74.6205 | 4445 | 39.4283 | -74.6205 | 4445
228019 | CEDAR #7 | PJM | 234 | 12.9 | 278 | 4455 | unknown |  |  |  | 39.4283 | -74.6205 | 4445 | 39.4283 | -74.6205 | 4445
228025 | CEDAR 2 | PJM | 234 | 23 | 278 | 4455 | unknown |  |  |  | 39.4283 | -74.6205 | 4445 | 39.4283 | -74.6205 | 4445
228006 | MOTTS #1 | PJM | 234 | 69 | 278 | 4456 | unknown | [6 empty] | 39.4283 | -74.6205 | 4445
228007 | MOTTS #2 | PJM | 234 | 69 | 278 | 4456 | unknown | [6 empty] | 39.4283 | -74.6205 | 4445
228020 | MOTTS #3 | PJM | 234 | 12.9 | 278 | 4456 | unknown | [6 empty] | 39.4283 | -74.6205 | 4445
228021 | MOTTS #5 | PJM | 234 | 12.9 | 278 | 4456 | unknown | [6 empty] | 39.4283 | -74.6205 | 4445
228010 | BARNEGAT | PJM | 234 | 69 | 278 | 4457 | unknown | [6 empty] | 39.4283 | -74.6205 | 4445
228011 | BARNEGAT | PJM | 234 | 12.9 | 278 | 4457 | unknown | [6 empty] | 39.4283 | -74.6205 | 4445
228015 | SHIPBOTM | PJM | 234 | 69 | 278 | 4458 | unknown | [6 empty] | 39.4283 | -74.6205 | 4445
228016 | SHIPBOT | PJM | 234 | 12.9 | 278 | 4458 | unknown | [6 empty] | 39.4283 | -74.6205 | 4445
228029 | ABSECON1 | PJM | 234 | 69 | 278 | 4459 | unknown
228030 | ABSECON2 | PJM | 234 | 69 | 278 | 4459 | unknown
228031 | ABSECON1 | PJM | 234 | 12.9 | 278 | 4459 | unknown
228035 | ABSECON2 | PJM | 234 | 12.9 | 278 | 4459 | unknown
228032 | MOSS MILL | PJM | 234 | 69 | 278 | 4460 | unknown | [6 empty] | 39.4283 | -74.6205 | 4445
228036 | MOSS MILL#1 | PJM | 234 | 12.9 | 278 | 4460 | unknown | [6 empty] | 39.4283 | -74.6205 | 4445
228037 | MOSS MILL#2 | PJM | 234 | 12.9 | 278 | 4460 | unknown | [6 empty] | 39.4283 | -74.6205 | 4445
228106 | CORSON 1 | PJM | 234 | 138 | 278 | 4461 | unknown
228107 | CORSON 2 | PJM | 234 | 138 | 278 | 4461 | unknown
228108 | CORSON 3 | PJM | 234 | 138 | 278 | 4461 | unknown
228111 | MDLE TP | PJM | 234 | 138 | 278 | 4461 | unknown
228115 | CORSON#2 | PJM | 234 | 69 | 278 | 4461 | unknown
228160 | CORSON#3 | PJM | 234 | 12.9 | 278 | 4461 | unknown
228161 | CORSON#4 | PJM | 234 | 12.9 | 278 | 4461 | unknown
228185 | CORSON#1 | PJM | 234 | 69 | 278 | 4461 | unknown
228732 | V1-021 C | PJM | 234 | 0.48 | 278 | 4461 | unknown
228110 | BLE | PJM | 234 | 138 | 278 | 4462 | unknown
228131 | BLE A | PJM | 234 | 23 | 278 | 4462 | unknown
228132 | BLE B | PJM | 234 | 23 | 278 | 4462 | unknown
228133 | BLE C | PJM | 234 | 23 | 278 | 4462 | unknown
228135 | BLE D | PJM | 234 | 23 | 278 | 4462 | unknown
228112 | MIDDLE#2 | PJM | 234 | 138 | 278 | 4463 | unknown
228113 | MIDDLE#1 | PJM | 234 | 138 | 278 | 4463 | unknown
228122 | MIDDLE#1 | PJM | 234 | 69 | 278 | 4463 | unknown
228186 | MIDDLE#2 | PJM | 234 | 69 | 278 | 4463 | unknown
228116 | COURT | PJM | 234 | 69 | 278 | 4464 | unknown
228141 | COURT | PJM | 234 | 23 | 278 | 4464 | unknown
228162 | COURT #1 | PJM | 234 | 12.9 | 278 | 4464 | unknown
228163 | COURT #3 | PJM | 234 | 12.9 | 278 | 4464 | unknown
228125 | RIO GRD | PJM | 234 | 69 | 278 | 4465 | unknown
228152 | RI GRND8 | PJM | 234 | 12.9 | 278 | 4465 | unknown
228168 | RI GRND6 | PJM | 234 | 12.9 | 278 | 4465 | unknown
228169 | RI GRND7 | PJM | 234 | 12.9 | 278 | 4465 | unknown
228129 | SWAINTON | PJM | 234 | 69 | 278 | 4466 | unknown
228194 | SWANTN 2 | PJM | 234 | 12.9 | 278 | 4466 | unknown
228130 | TUCKAHOE | PJM | 234 | 69 | 278 | 4467 | unknown | [6 empty] | 39.4283 | -74.6205 | 4445
228172 | TUCKAHOE | PJM | 234 | 12.9 | 278 | 4467 | unknown | [6 empty] | 39.4283 | -74.6205 | 4445
228136 | BEESLEY | PJM | 234 | 23 | 278 | 4468 | unknown
228174 | BEESLEY | PJM | 234 | 4.3 | 278 | 4468 | unknown
228140 | CAPE MAY | PJM | 234 | 69 | 278 | 4469 | unknown
228181 | CAPE MAY | PJM | 234 | 12.9 | 278 | 4469 | unknown
228182 | CAPE MAY_T1 | PJM | 234 | 12.9 | 278 | 4469 | unknown
228146 | PEERMONT | PJM | 234 | 69 | 277 | 4470 | unknown
228147 | PEERMONT1 | PJM | 234 | 12.9 | 277 | 4470 | unknown
228148 | PEERMONT2 | PJM | 234 | 12.9 | 277 | 4470 | unknown
228155 | STONE HB | PJM | 234 | 23 | 278 | 4471 | unknown
228178 | STNE HBR | PJM | 234 | 12.9 | 278 | 4471 | unknown
228193 | SEA ISLE1 | PJM | 234 | 12.9 | 278 | 4472 | unknown
228195 | SEA ISLE | PJM | 234 | 69 | 278 | 4472 | unknown
228196 | SEA ISLE2 | PJM | 234 | 12.9 | 278 | 4472 | unknown
228197 | MERION | PJM | 234 | 138 | 278 | 4473 | unknown
228198 | MERION 1 | PJM | 234 | 12.9 | 278 | 4473 | unknown
228199 | MERION 2 | PJM | 234 | 12.9 | 278 | 4473 | unknown
228200 | CARL#1CT | PJM | 234 | 13.8 | 277 | 4474 | unknown
228201 | CARL#2CT | PJM | 234 | 13.8 | 277 | 4474 | unknown
228212 | CRLS CR1 | PJM | 234 | 69 | 277 | 4474 | unknown
228238 | CARLLS#3 | PJM | 234 | 12.9 | 277 | 4474 | unknown
228251 | CARLLS#4 | PJM | 234 | 12.9 | 277 | 4474 | unknown
228252 | CRLS CR2 | PJM | 234 | 69 | 277 | 4474 | unknown
228202 | CUMB CT | PJM | 234 | 13.8 | 278 | 4475 | unknown |  |  |  | 39.5841 | -75.2471 | 3264 | 39.5841 | -75.2471 | 3264
228203 | P06 | PJM | 234 | 13.8 | 278 | 4475 | unknown |  |  |  | 39.5841 | -75.2471 | 3264 | 39.5841 | -75.2471 | 3264
228207 | CUMB | PJM | 234 | 230 | 278 | 4475 | unknown |  |  |  | 39.5841 | -75.2471 | 3264 | 39.5841 | -75.2471 | 3264
228262 | CUMB | PJM | 234 | 138 | 278 | 4475 | unknown |  |  |  | 39.5841 | -75.2471 | 3264 | 39.5841 | -75.2471 | 3264
228206 | SHRMN CT | PJM | 234 | 13.8 | 277 | 4476 | unknown | [6 empty] | 39.5841 | -75.2471 | 3264
228209 | SHRMAN#1 | PJM | 234 | 138 | 277 | 4476 | unknown | [6 empty] | 39.5841 | -75.2471 | 3264
228226 | SHRMAN#2 | PJM | 234 | 69 | 277 | 4476 | unknown | [6 empty] | 39.5841 | -75.2471 | 3264
228253 | SHRMAN#2 | PJM | 234 | 138 | 277 | 4476 | unknown | [6 empty] | 39.5841 | -75.2471 | 3264
228254 | SHRMAN#3 | PJM | 234 | 138 | 277 | 4476 | unknown | [6 empty] | 39.5841 | -75.2471 | 3264
228256 | SHRMAN#1 | PJM | 234 | 69 | 277 | 4476 | unknown | [6 empty] | 39.5841 | -75.2471 | 3264
228257 | SHRMAN#3 | PJM | 234 | 69 | 277 | 4476 | unknown | [6 empty] | 39.5841 | -75.2471 | 3264
228210 | UNION | PJM | 234 | 138 | 278 | 4477 | unknown | [6 empty] | 39.5841 | -75.2471 | 3264
228248 | UNION | PJM | 234 | 12.9 | 278 | 4477 | unknown | [6 empty] | 39.5841 | -75.2471 | 3264
228211 | UPITTS | PJM | 234 | 138 | 277 | 4478 | unknown |  |  |  | 39.6746 | -75.5016 | 4489 | 39.6746 | -75.5016 | 4489
228236 | UPITTS | PJM | 234 | 12.9 | 277 | 4478 | unknown |  |  |  | 39.6746 | -75.5016 | 4489 | 39.6746 | -75.5016 | 4489
228720 | V2-035C | PJM | 234 | 12.9 | 280 | 4478 | unknown |  |  |  | 39.6746 | -75.5016 | 4489 | 39.6746 | -75.5016 | 4489
228721 | V2-035E | PJM | 234 | 12.9 | 280 | 4478 | unknown |  |  |  | 39.6746 | -75.5016 | 4489 | 39.6746 | -75.5016 | 4489
228213 | DENNIS | PJM | 234 | 230 | 278 | 4479 | unknown | [6 empty] | 39.5841 | -75.2471 | 3264
228216 | DENNIS | PJM | 234 | 138 | 278 | 4479 | unknown | [6 empty] | 39.5841 | -75.2471 | 3264
228217 | DENNIS | PJM | 234 | 69 | 278 | 4479 | unknown | [6 empty] | 39.5841 | -75.2471 | 3264
228231 | DENNSVC | PJM | 234 | 16 | 278 | 4479 | unknown | [6 empty] | 39.5841 | -75.2471 | 3264
228214 | FAIRTON | PJM | 234 | 69 | 277 | 4480 | unknown
228239 | FAIRTON | PJM | 234 | 12.9 | 277 | 4480 | unknown
228255 | FAIRTN#2 | PJM | 234 | 12.9 | 277 | 4480 | unknown
228260 | V4-054C | PJM | 234 | 12.9 | 277 | 4480 | unknown
228261 | V4-054E | PJM | 234 | 12.9 | 277 | 4480 | unknown
228218 | LAUREL | PJM | 234 | 69 | 277 | 4481 | unknown | [6 empty] | 39.6746 | -75.5016 | 4489
228240 | LAUREL | PJM | 234 | 12.9 | 277 | 4481 | unknown | [6 empty] | 39.6746 | -75.5016 | 4489
228259 | LAUREL#2 | PJM | 234 | 69 | 277 | 4481 | unknown | [6 empty] | 39.6746 | -75.5016 | 4489
228219 | NEWPORT | PJM | 234 | 69 | 277 | 4482 | unknown
228241 | NEWPORT | PJM | 234 | 12.9 | 277 | 4482 | unknown
228224 | ROADSTWN | PJM | 234 | 69 | 277 | 4483 | unknown | [6 empty] | 39.6746 | -75.5016 | 4489
228242 | ROADSTWN | PJM | 234 | 12.9 | 277 | 4483 | unknown | [6 empty] | 39.6746 | -75.5016 | 4489
228225 | 2ND ST#1 | PJM | 234 | 69 | 277 | 4484 | unknown
228232 | WHEATONA | PJM | 234 | 69 | 280 | 4484 | unknown
228244 | SEC ST#3 | PJM | 234 | 12.9 | 277 | 4484 | unknown
228245 | SEC ST#2 | PJM | 234 | 12.9 | 277 | 4484 | unknown
228258 | 2ND ST#2 | PJM | 234 | 69 | 277 | 4484 | unknown
228228 | SO MVLLE | PJM | 234 | 69 | 277 | 4485 | unknown
228243 | SMILL1 | PJM | 234 | 12.9 | 277 | 4485 | unknown
228247 | SMILL2 | PJM | 234 | 12.9 | 277 | 4485 | unknown
228304 | LOGAN | PJM | 234 | 22 | 277 | 4486 | known
228313 | BRIDGPRT | PJM | 234 | 230 | 277 | 4486 | known |  | 39.7933 | -75.4052
228306 | PCLP STM | PJM | 234 | 13.8 | 280 | 4487 | known
228307 | PCLP GT | PJM | 234 | 13.8 | 277 | 4487 | known
228312 | PEDRKTWN | PJM | 234 | 230 | 277 | 4487 | known |  | 39.7677 | -75.4243
228309 | CCLP NUG | PJM | 234 | 23 | 277 | 4488 | known
228311 | CHAMBERS | PJM | 234 | 230 | 277 | 4488 | known |  | 39.694 | -75.4852
228354 | SRVSFMR2 | PJM | 234 | 13.8 | 277 | 4488 | known
228355 | SRVXFMR1 | PJM | 234 | 13.8 | 277 | 4488 | known
228356 | CCLPAUX | PJM | 234 | 13.8 | 280 | 4488 | known
228358 | CCLPAUX2 | PJM | 234 | 13.8 | 277 | 4488 | known
228310 | CHURCHTN | PJM | 234 | 230 | 277 | 4489 | known |  | 39.6746 | -75.5016
228314 | CHURCHTN | PJM | 234 | 138 | 277 | 4489 | known
228315 | CHURCHTN2 | PJM | 234 | 69 | 277 | 4489 | known
228319 | CHURCHTN | PJM | 234 | 69 | 277 | 4489 | known
228353 | CHURCHTN | PJM | 234 | 12.9 | 277 | 4489 | known
228362 | CHURCHTN_T5 | PJM | 234 | 12.9 | 277 | 4489 | known
228321 | BECKETT | PJM | 234 | 69 | 277 | 4490 | unknown |  |  |  | 39.6746 | -75.5016 | 4489 | 39.6746 | -75.5016 | 4489
228341 | BECKET 1 | PJM | 234 | 12.9 | 277 | 4490 | unknown |  |  |  | 39.6746 | -75.5016 | 4489 | 39.6746 | -75.5016 | 4489
228361 | BECKET 2 | PJM | 234 | 12.9 | 277 | 4490 | unknown |  |  |  | 39.6746 | -75.5016 | 4489 | 39.6746 | -75.5016 | 4489
228324 | MANN MIL | PJM | 234 | 69 | 280 | 4491 | unknown | [6 empty] | 39.6746 | -75.5016 | 4489
228334 | MANNMILG | PJM | 234 | 4.16 | 277 | 4491 | unknown | [6 empty] | 39.6746 | -75.5016 | 4489
228326 | NORTNVLE | PJM | 234 | 69 | 277 | 4492 | unknown
228346 | NRTNVL 2 | PJM | 234 | 12.9 | 277 | 4492 | unknown
228328 | PENSGRVE | PJM | 234 | 69 | 277 | 4493 | unknown |  |  |  | 39.6746 | -75.5016 | 4489 | 39.6746 | -75.5016 | 4489
228349 | PENNSGRV | PJM | 234 | 4.3 | 277 | 4493 | unknown |  |  |  | 39.6746 | -75.5016 | 4489 | 39.6746 | -75.5016 | 4489
228329 | QUINTON | PJM | 234 | 69 | 277 | 4494 | unknown |  |  |  | 39.6746 | -75.5016 | 4489 | 39.6746 | -75.5016 | 4489
228343 | QUINTN#1 | PJM | 234 | 12.9 | 277 | 4494 | unknown |  |  |  | 39.6746 | -75.5016 | 4489 | 39.6746 | -75.5016 | 4489
228350 | QUINTON#2 | PJM | 234 | 12.9 | 277 | 4494 | unknown |  |  |  | 39.6746 | -75.5016 | 4489 | 39.6746 | -75.5016 | 4489
228330 | SALEM #2 | PJM | 234 | 69 | 277 | 4495 | unknown |  |  |  | 39.6746 | -75.5016 | 4489 | 39.6746 | -75.5016 | 4489
228331 | SALEM #1 | PJM | 234 | 69 | 277 | 4495 | unknown |  |  |  | 39.6746 | -75.5016 | 4489 | 39.6746 | -75.5016 | 4489
228335 | SALEM 1 | PJM | 234 | 34.5 | 280 | 4495 | unknown |  |  |  | 39.6746 | -75.5016 | 4489 | 39.6746 | -75.5016 | 4489
228359 | SALEM 2 | PJM | 234 | 34.5 | 280 | 4495 | unknown |  |  |  | 39.6746 | -75.5016 | 4489 | 39.6746 | -75.5016 | 4489
228332 | WOODTWN1 | PJM | 234 | 69 | 277 | 4496 | unknown |  |  |  | 39.6746 | -75.5016 | 4489 | 39.6746 | -75.5016 | 4489
228340 | WOODSTOWN | PJM | 234 | 34.5 | 277 | 4496 | unknown |  |  |  | 39.6746 | -75.5016 | 4489 | 39.6746 | -75.5016 | 4489
228347 | WOODSTWN | PJM | 234 | 12.9 | 277 | 4496 | unknown |  |  |  | 39.6746 | -75.5016 | 4489 | 39.6746 | -75.5016 | 4489
228351 | V2-046C | PJM | 234 | 12.9 | 277 | 4496 | unknown |  |  |  | 39.6746 | -75.5016 | 4489 | 39.6746 | -75.5016 | 4489
228352 | WOODSTWN2 | PJM | 234 | 12.9 | 277 | 4496 | unknown |  |  |  | 39.6746 | -75.5016 | 4489 | 39.6746 | -75.5016 | 4489
228357 | V2-046E | PJM | 234 | 12.9 | 277 | 4496 | unknown |  |  |  | 39.6746 | -75.5016 | 4489 | 39.6746 | -75.5016 | 4489
228360 | WOODTWN2 | PJM | 234 | 69 | 277 | 4496 | unknown |  |  |  | 39.6746 | -75.5016 | 4489 | 39.6746 | -75.5016 | 4489
228400 | MICK 1CT | PJM | 234 | 13.8 | 277 | 4497 | known
228401 | MCKLTON | PJM | 234 | 230 | 277 | 4497 | known |  | 39.8122 | -75.2496
228407 | MICK #1 | PJM | 234 | 69 | 277 | 4497 | known
228446 | MICKLTN2 | PJM | 234 | 12.9 | 277 | 4497 | known
228460 | MICKLTN5 | PJM | 234 | 12.9 | 277 | 4497 | known
228470 | MICK #4 | PJM | 234 | 69 | 277 | 4497 | known
228402 | MONROE | PJM | 234 | 230 | 277 | 4498 | unknown | [5 empty] | 4497 |  |  | 4497
228404 | MONROE | PJM | 234 | 138 | 277 | 4498 | unknown | [5 empty] | 4497 |  |  | 4497
228409 | MONROE#3 | PJM | 234 | 69 | 277 | 4498 | unknown | [5 empty] | 4497 |  |  | 4497
228464 | MONROE#1 | PJM | 234 | 69 | 277 | 4498 | unknown | [5 empty] | 4497 |  |  | 4497
228465 | MONROE#2 | PJM | 234 | 69 | 277 | 4498 | unknown | [5 empty] | 4497 |  |  | 4497
228405 | CLAYTON | PJM | 234 | 69 | 280 | 4499 | unknown | [6 empty] | 39.6746 | -75.5016 | 4489
228442 | CLAYTON | PJM | 234 | 12.9 | 277 | 4499 | unknown | [6 empty] | 39.6746 | -75.5016 | 4489
228406 | GLASBORO | PJM | 234 | 69 | 277 | 4500 | unknown | [8 empty] | 4497
228443 | GLSBORO3 | PJM | 234 | 12.9 | 277 | 4500 | unknown | [8 empty] | 4497
228444 | GLSBORO4 | PJM | 234 | 12.9 | 277 | 4500 | unknown | [8 empty] | 4497
228408 | VALERO | PJM | 234 | 69 | 280 | 4501 | unknown | [5 empty] | 4497 |  |  | 4497
228471 | VALERO1 | PJM | 234 | 13.8 | 277 | 4501 | unknown | [5 empty] | 4497 |  |  | 4497
228472 | VALERO2 | PJM | 234 | 13.8 | 277 | 4501 | unknown | [5 empty] | 4497 |  |  | 4497
228473 | VALERO3 | PJM | 234 | 13.8 | 277 | 4501 | unknown | [5 empty] | 4497 |  |  | 4497
228484 | VALERO4 | PJM | 234 | 13.8 | 277 | 4501 | unknown | [5 empty] | 4497 |  |  | 4497
228410 | PAULS #2 | PJM | 234 | 69 | 277 | 4502 | unknown | [5 empty] | 4497 |  |  | 4497
228419 | VALERO TP | PJM | 234 | 69 | 277 | 4502 | unknown | [5 empty] | 4497 |  |  | 4497
228433 | PAULSBRO | PJM | 234 | 34.5 | 277 | 4502 | unknown | [5 empty] | 4497 |  |  | 4497
228457 | PAULBR#5 | PJM | 234 | 4.3 | 277 | 4502 | unknown | [5 empty] | 4497 |  |  | 4497
228466 | PAULS #1 | PJM | 234 | 69 | 277 | 4502 | unknown | [5 empty] | 4497 |  |  | 4497
228467 | PAULS #2 | PJM | 234 | 34.5 | 277 | 4502 | unknown | [5 empty] | 4497 |  |  | 4497
228413 | RIVER | PJM | 234 | 69 | 277 | 4503 | unknown | [5 empty] | 4497 |  |  | 4497
228437 | RIVER | PJM | 234 | 34.5 | 280 | 4503 | unknown | [5 empty] | 4497 |  |  | 4497
228414 | TERRACE | PJM | 234 | 69 | 277 | 4504 | unknown
228448 | TERRACE1 | PJM | 234 | 12.9 | 277 | 4504 | unknown
228449 | TERRACE2 | PJM | 234 | 12.9 | 277 | 4504 | unknown
228416 | WILLMSTN | PJM | 234 | 69 | 277 | 4505 | unknown
228451 | WMSTOWN4 | PJM | 234 | 12.9 | 277 | 4505 | unknown
228452 | WMSTOWN5 | PJM | 234 | 12.9 | 277 | 4505 | unknown
228418 | MANTUA | PJM | 234 | 69 | 277 | 4506 | unknown | [5 empty] | 4497 |  |  | 4497
228453 | MANTUA | PJM | 234 | 12.9 | 277 | 4506 | unknown | [5 empty] | 4497 |  |  | 4497
228454 | MANTUA2 | PJM | 234 | 12.9 | 277 | 4506 | unknown | [5 empty] | 4497 |  |  | 4497
228424 | GIBBSTWN | PJM | 234 | 34.5 | 277 | 4507 | unknown
228455 | GIBBSTWN | PJM | 234 | 4.3 | 277 | 4507 | unknown
228432 | FRANK#1 | PJM | 234 | 12.9 | 277 | 4508 | unknown | [8 empty] | 4497
228482 | FRANKLIN | PJM | 234 | 138 | 277 | 4508 | unknown | [8 empty] | 4497
228458 | LAMBS_T2 | PJM | 234 | 12.9 | 277 | 4509 | unknown | [8 empty] | 4497
228459 | LAMBS | PJM | 234 | 12.9 | 277 | 4509 | unknown | [8 empty] | 4497
228463 | LAMBS | PJM | 234 | 69 | 277 | 4509 | unknown | [8 empty] | 4497
228474 | WASHTWP | PJM | 234 | 69 | 277 | 4510 | unknown | [8 empty] | 4497
228475 | WASHTWP1 | PJM | 234 | 12.9 | 277 | 4510 | unknown | [8 empty] | 4497
228477 | WASHTWP2 | PJM | 234 | 12.9 | 277 | 4510 | unknown | [8 empty] | 4497
228481 | WASHTWP3 | PJM | 234 | 12.9 | 277 | 4510 | unknown | [8 empty] | 4497
228483 | W2-026E | PJM | 234 | 12.9 | 277 | 4510 | unknown | [8 empty] | 4497
228479 | ROWAN | PJM | 234 | 69 | 277 | 4511 | unknown
228480 | ROWAN #1 | PJM | 234 | 12.9 | 277 | 4511 | unknown
228500 | LANDIS | PJM | 234 | 138 | 277 | 4512 | unknown | [8 empty] | 4497
228514 | LANDIS | PJM | 234 | 12.9 | 277 | 4512 | unknown | [8 empty] | 4497
228715 | MANAWAY | PJM | 234 | 138 | 277 | 4512 | unknown | [8 empty] | 4497
228502 | MNOTLA 1 | PJM | 234 | 138 | 277 | 4513 | unknown
228515 | MNOTLA#1 | PJM | 234 | 12.9 | 277 | 4513 | unknown
228516 | MNOTLA#2 | PJM | 234 | 12.9 | 277 | 4513 | unknown
228728 | W1-130C | PJM | 234 | 12.9 | 277 | 4513 | unknown
228505 | DACOSTA | PJM | 234 | 69 | 277 | 4514 | unknown
228512 | DACOSTA1 | PJM | 234 | 12.9 | 277 | 4514 | unknown
228507 | TABRNACL | PJM | 234 | 69 | 277 | 4515 | unknown | [6 empty] | 39.9506 | -74.8101 | 4217
228517 | TABRNCL1 | PJM | 234 | 12.9 | 277 | 4515 | unknown | [6 empty] | 39.9506 | -74.8101 | 4217
228520 | TABRNCL2 | PJM | 234 | 12.9 | 277 | 4515 | unknown | [6 empty] | 39.9506 | -74.8101 | 4217
228508 | WINSLOW | PJM | 234 | 69 | 277 | 4516 | unknown
228518 | WINSLOW1 | PJM | 234 | 12.9 | 277 | 4516 | unknown
228519 | WINSLOW2 | PJM | 234 | 12.9 | 277 | 4516 | unknown
228600 | SICKLER | PJM | 234 | 230 | 277 | 4517 | unknown |  |  |  | 39.7412 | -74.9629 | 3243 | 39.7412 | -74.9629 | 3243
228607 | SICKLER | PJM | 234 | 69 | 277 | 4517 | unknown |  |  |  | 39.7412 | -74.9629 | 3243 | 39.7412 | -74.9629 | 3243
228621 | SICKLER4 | PJM | 234 | 12.9 | 277 | 4517 | unknown |  |  |  | 39.7412 | -74.9629 | 3243 | 39.7412 | -74.9629 | 3243
228624 | SICKLER5 | PJM | 234 | 12.9 | 277 | 4517 | unknown |  |  |  | 39.7412 | -74.9629 | 3243 | 39.7412 | -74.9629 | 3243
228601 | SLVR LK | PJM | 234 | 230 | 277 | 4518 | unknown |  |  |  | 39.9015 | -74.9314 | 4224 | 39.9015 | -74.9314 | 4224
228608 | SILVR LK | PJM | 234 | 69 | 277 | 4518 | unknown |  |  |  | 39.9015 | -74.9314 | 4224 | 39.9015 | -74.9314 | 4224
228616 | SLVR LK3 | PJM | 234 | 12.9 | 277 | 4518 | unknown |  |  |  | 39.9015 | -74.9314 | 4224 | 39.9015 | -74.9314 | 4224
228617 | SLVR LK4 | PJM | 234 | 12.9 | 277 | 4518 | unknown |  |  |  | 39.9015 | -74.9314 | 4224 | 39.9015 | -74.9314 | 4224
228602 | ATCO | PJM | 234 | 69 | 277 | 4519 | unknown
228612 | ATCO #4 | PJM | 234 | 12.9 | 277 | 4519 | unknown
228613 | ATCO #3 | PJM | 234 | 12.9 | 277 | 4519 | unknown
228603 | BERLIN | PJM | 234 | 69 | 277 | 4520 | unknown | [6 empty] | 39.9015 | -74.9314 | 4224
228622 | BERLIN | PJM | 234 | 12.9 | 277 | 4520 | unknown | [6 empty] | 39.9015 | -74.9314 | 4224
228606 | PINE HIL | PJM | 234 | 69 | 277 | 4521 | unknown | [6 empty] | 39.7412 | -74.9629 | 3243
228611 | PINE HLT | PJM | 234 | 69 | 277 | 4521 | unknown | [6 empty] | 39.7412 | -74.9629 | 3243
228614 | PINE HL4 | PJM | 234 | 12.9 | 277 | 4521 | unknown | [6 empty] | 39.7412 | -74.9629 | 3243
228615 | PINE HL3 | PJM | 234 | 12.9 | 277 | 4521 | unknown | [6 empty] | 39.7412 | -74.9629 | 3243
228609 | STRATFRD | PJM | 234 | 69 | 277 | 4522 | unknown
228618 | STRTFRD2 | PJM | 234 | 12.9 | 277 | 4522 | unknown
228619 | STRTFRD3 | PJM | 234 | 12.9 | 277 | 4522 | unknown
228610 | TANSBORO | PJM | 234 | 69 | 280 | 4523 | unknown | [6 empty] | 39.7412 | -74.9629 | 3243
228620 | TANSBOR2 | PJM | 234 | 12.9 | 277 | 4523 | unknown | [6 empty] | 39.7412 | -74.9629 | 3243
228623 | TANSBOR_T1 | PJM | 234 | 12.9 | 277 | 4523 | unknown | [6 empty] | 39.7412 | -74.9629 | 3243
228650 | WESTDEPTFORD | PJM | 234 | 230 | 277 | 4524 | known |  | 39.8589 | -75.137
230404 | Q90 GT1-CC | PJM | 234 | 18 | 277 | 4524 | known |  | 39.8589 | -75.137
230405 | Q90 GT2-CC | PJM | 234 | 18 | 277 | 4524 | known |  | 39.8589 | -75.137
230406 | Q90 ST-CC | PJM | 234 | 22 | 277 | 4524 | known |  | 39.8589 | -75.137
228664 | HI STRT | PJM | 234 | 69 | 277 | 4525 | unknown | [8 empty] | 4497
228665 | HI ST | PJM | 234 | 12.9 | 277 | 4525 | unknown | [8 empty] | 4497
228702 | WEST CT | PJM | 234 | 13.8 | 277 | 4526 | unknown
228706 | WEST VLD | PJM | 234 | 69 | 277 | 4526 | unknown
228709 | LINCOLN | PJM | 234 | 138 | 277 | 4527 | unknown
228710 | CLAYVL#1 | PJM | 234 | 13.2 | 277 | 4527 | unknown
228711 | V2-041C | PJM | 234 | 13.2 | 277 | 4527 | unknown
228712 | V2-041E | PJM | 234 | 13.2 | 277 | 4527 | unknown
228716 | S121TAP | PJM | 234 | 69 | 277 | 4528 | unknown
228717 | S121 | PJM | 234 | 13.8 | 277 | 4528 | unknown
228726 | W2-039 | PJM | 234 | 69 | 277 | 4529 | unknown
228727 | W2-039G | PJM | 234 | 13.8 | 277 | 4529 | unknown
228800 | HARBOR BEACH | PJM | 234 | 69 | 278 | 4530 | unknown
228801 | HARBBCH_T3 | PJM | 234 | 12.9 | 278 | 4530 | unknown
228803 | HARBBCH_T4 | PJM | 234 | 12.9 | 278 | 4530 | unknown
231000 | CLAY_230 | PJM | 235 | 230 | 289 | 4531 | unknown |  |  |  | 39.74 | -75.5094 | 4532 | 39.74 | -75.5094 | 4532
231203 | CLAY_69 | PJM | 235 | 69 | 289 | 4531 | unknown |  |  |  | 39.74 | -75.5094 | 4532 | 39.74 | -75.5094 | 4532
231204 | CLYMNTCS | PJM | 235 | 69 | 289 | 4531 | unknown |  |  |  | 39.74 | -75.5094 | 4532 | 39.74 | -75.5094 | 4532
231001 | EDGEMR 5 | PJM | 235 | 230 | 289 | 4532 | known |  | 39.74 | -75.5094
231109 | EDGEMR 4 | PJM | 235 | 138 | 289 | 4532 | known |  | 39.74 | -75.5094
231207 | EDGEMR 3 | PJM | 235 | 69 | 289 | 4532 | known
231505 | HR4 | PJM | 235 | 18 | 289 | 4532 | known |  | 39.74 | -75.5094
231711 | EDGMR_T7 | PJM | 235 | 12 | 289 | 4532 | known
231712 | EDGEMR 6 | PJM | 235 | 12 | 289 | 4532 | known
231713 | EM1&2 | PJM | 235 | 12 | 289 | 4532 | known
231900 | EM5 | PJM | 235 | 23 | 289 | 4532 | known |  | 39.74 | -75.5094
231901 | EM4 | PJM | 235 | 19 | 289 | 4532 | known |  | 39.74 | -75.5094
231908 | HR1 | PJM | 235 | 13.8 | 289 | 4532 | known
231909 | HR2 | PJM | 235 | 13.8 | 289 | 4532 | known
231910 | HR3 | PJM | 235 | 13.8 | 289 | 4532 | known
231916 | EM3 | PJM | 235 | 13.2 | 289 | 4532 | known
231917 | EM10 | PJM | 235 | 13.1 | 289 | 4532 | known
230914 | HARM_CAP | PJM | 235 | 138 | 286 | 4533 | unknown |  |  |  | 39.6334 | -75.7309 | 3241 | 39.6334 | -75.7309 | 3241
231002 | HARMONY | PJM | 235 | 230 | 289 | 4533 | unknown |  |  |  | 39.6334 | -75.7309 | 3241 | 39.6334 | -75.7309 | 3241
231114 | HARM_138 | PJM | 235 | 138 | 289 | 4533 | unknown |  |  |  | 39.6334 | -75.7309 | 3241 | 39.6334 | -75.7309 | 3241
231404 | HARMONY1 | PJM | 235 | 34.5 | 289 | 4533 | unknown |  |  |  | 39.6334 | -75.7309 | 3241 | 39.6334 | -75.7309 | 3241
231405 | HARMONY3 | PJM | 235 | 34.5 | 289 | 4533 | unknown |  |  |  | 39.6334 | -75.7309 | 3241 | 39.6334 | -75.7309 | 3241
231717 | HARMONY2 | PJM | 235 | 12 | 289 | 4533 | unknown |  |  |  | 39.6334 | -75.7309 | 3241 | 39.6334 | -75.7309 | 3241
231718 | HARMONY4 | PJM | 235 | 12 | 289 | 4533 | unknown |  |  |  | 39.6334 | -75.7309 | 3241 | 39.6334 | -75.7309 | 3241
231006 | COLOR_PE | PJM | 235 | 230 | 289 | 4534 | unknown
231418 | COLORA 1 | PJM | 235 | 34.5 | 289 | 4534 | unknown
231419 | COLORA 2 | PJM | 235 | 34.5 | 289 | 4534 | unknown
231007 | CECIL | PJM | 235 | 230 | 289 | 4535 | unknown
231130 | CECIL138 | PJM | 235 | 138 | 289 | 4535 | unknown
231415 | CECIL 2 | PJM | 235 | 34.5 | 289 | 4535 | unknown
231416 | CECIL 3 | PJM | 235 | 34.5 | 289 | 4535 | unknown
231008 | CRST230 | PJM | 235 | 230 | 289 | 4536 | unknown
231420 | CRST34_1 | PJM | 235 | 34.5 | 286 | 4536 | unknown
231422 | CRST34_2 | PJM | 235 | 34.5 | 286 | 4536 | unknown
231100 | TALLYVL | PJM | 235 | 138 | 289 | 4537 | unknown | [6 empty] | 39.74 | -75.5094 | 4532
231735 | TALLYVL3 | PJM | 235 | 12 | 289 | 4537 | unknown | [6 empty] | 39.74 | -75.5094 | 4532
231101 | HOCKESSN | PJM | 235 | 138 | 289 | 4538 | unknown
231719 | HOCKESN4 | PJM | 235 | 12 | 289 | 4538 | unknown
231720 | HOCKESN5 | PJM | 235 | 12 | 289 | 4538 | unknown
231103 | CARRCRFT | PJM | 235 | 138 | 289 | 4539 | unknown |  |  |  | 39.74 | -75.5094 | 4532 | 39.74 | -75.5094 | 4532
231202 | CARFT_69 | PJM | 235 | 69 | 289 | 4539 | unknown |  |  |  | 39.74 | -75.5094 | 4532 | 39.74 | -75.5094 | 4532
231414 | CARFT_34 | PJM | 235 | 34.5 | 289 | 4539 | unknown |  |  |  | 39.74 | -75.5094 | 4532 | 39.74 | -75.5094 | 4532
231104 | SILVRBRK | PJM | 235 | 138 | 289 | 4540 | unknown
231409 | SLVRBRK2 | PJM | 235 | 34.5 | 289 | 4540 | unknown
231410 | SLVRBRK3 | PJM | 235 | 34.5 | 289 | 4540 | unknown
231105 | W WILM | PJM | 235 | 138 | 289 | 4541 | unknown | [6 empty] | 39.74 | -75.5094 | 4532
231737 | W WILM 1 | PJM | 235 | 12 | 289 | 4541 | unknown | [6 empty] | 39.74 | -75.5094 | 4532
231738 | W WILM 2 | PJM | 235 | 12 | 289 | 4541 | unknown | [6 empty] | 39.74 | -75.5094 | 4532
231107 | BRNDYWN4 | PJM | 235 | 138 | 289 | 4542 | unknown |  |  |  | 39.74 | -75.5094 | 4532 | 39.74 | -75.5094 | 4532
231704 | BRNDYWN4 | PJM | 235 | 12 | 289 | 4542 | unknown |  |  |  | 39.74 | -75.5094 | 4532 | 39.74 | -75.5094 | 4532
231705 | BRNDYWN5 | PJM | 235 | 12 | 289 | 4542 | unknown |  |  |  | 39.74 | -75.5094 | 4532 | 39.74 | -75.5094 | 4532
231110 | MERMAID | PJM | 235 | 138 | 289 | 4543 | unknown
231722 | MERMAID1 | PJM | 235 | 12 | 289 | 4543 | unknown
231111 | MILLTOWN | PJM | 235 | 138 | 289 | 4544 | unknown
231723 | MILLTWN3 | PJM | 235 | 12 | 289 | 4544 | unknown
231112 | CHRISTA | PJM | 235 | 138 | 289 | 4545 | unknown |  |  |  | 39.74 | -75.5094 | 4532 | 39.74 | -75.5094 | 4532
231708 | CHRIST3 | PJM | 235 | 12 | 289 | 4545 | unknown |  |  |  | 39.74 | -75.5094 | 4532 | 39.74 | -75.5094 | 4532
231919 | CHRIST1 | PJM | 235 | 12 | 289 | 4545 | unknown |  |  |  | 39.74 | -75.5094 | 4532 | 39.74 | -75.5094 | 4532
231920 | CHRIST2 | PJM | 235 | 12 | 289 | 4545 | unknown |  |  |  | 39.74 | -75.5094 | 4532 | 39.74 | -75.5094 | 4532
230913 | KIAM_CAP | PJM | 235 | 138 | 286 | 4546 | unknown | [6 empty] | 39.74 | -75.5094 | 4532
231113 | KIAMENSI | PJM | 235 | 138 | 289 | 4546 | unknown | [6 empty] | 39.74 | -75.5094 | 4532
231208 | KIAM_69 | PJM | 235 | 69 | 289 | 4546 | unknown | [6 empty] | 39.74 | -75.5094 | 4532
231407 | KIAMNSI2 | PJM | 235 | 34.5 | 289 | 4546 | unknown | [6 empty] | 39.74 | -75.5094 | 4532
231408 | KIAMNSI3 | PJM | 235 | 34.5 | 289 | 4546 | unknown | [6 empty] | 39.74 | -75.5094 | 4532
230915 | CHAP_CAP | PJM | 235 | 138 | 286 | 4547 | unknown | [6 empty] | 39.6334 | -75.7309 | 3241
231115 | CHAPLST | PJM | 235 | 138 | 289 | 4547 | unknown | [6 empty] | 39.6334 | -75.7309 | 3241
231400 | CHAPLST2 | PJM | 235 | 34.5 | 289 | 4547 | unknown | [6 empty] | 39.6334 | -75.7309 | 3241
231401 | CHAPLST3 | PJM | 235 | 34.5 | 289 | 4547 | unknown | [6 empty] | 39.6334 | -75.7309 | 3241
231116 | CHRCHMNS | PJM | 235 | 138 | 289 | 4548 | unknown | [6 empty] | 39.6334 | -75.7309 | 3241
231706 | CHRCHMN3 | PJM | 235 | 12 | 289 | 4548 | unknown | [6 empty] | 39.6334 | -75.7309 | 3241
231707 | CHRCHMN4 | PJM | 235 | 12 | 289 | 4548 | unknown | [6 empty] | 39.6334 | -75.7309 | 3241
230901 | BASINCAP | PJM | 235 | 69 | 289 | 4549 | unknown |  |  |  | 39.74 | -75.5094 | 4532 | 39.74 | -75.5094 | 4532
231117 | BASIN RD | PJM | 235 | 138 | 289 | 4549 | unknown |  |  |  | 39.74 | -75.5094 | 4532 | 39.74 | -75.5094 | 4532
231201 | BASIN_69 | PJM | 235 | 69 | 289 | 4549 | unknown |  |  |  | 39.74 | -75.5094 | 4532 | 39.74 | -75.5094 | 4532
231700 | BASINRD1 | PJM | 235 | 12 | 289 | 4549 | unknown |  |  |  | 39.74 | -75.5094 | 4532 | 39.74 | -75.5094 | 4532
231701 | BASINRD2 | PJM | 235 | 12 | 289 | 4549 | unknown |  |  |  | 39.74 | -75.5094 | 4532 | 39.74 | -75.5094 | 4532
231120 | BEAR | PJM | 235 | 138 | 289 | 4550 | unknown | [6 empty] | 39.74 | -75.5094 | 4532
231412 | BEAR 3 | PJM | 235 | 34.5 | 289 | 4550 | unknown | [6 empty] | 39.74 | -75.5094 | 4532
231702 | BEAR 1 | PJM | 235 | 12 | 289 | 4550 | unknown | [6 empty] | 39.74 | -75.5094 | 4532
231703 | BEAR 2 | PJM | 235 | 12 | 289 | 4550 | unknown | [6 empty] | 39.74 | -75.5094 | 4532
231121 | HARES CR | PJM | 235 | 138 | 289 | 4551 | unknown |  |  |  | 39.6081 | -75.6261 | 3258 | 39.6081 | -75.6261 | 3258
231715 | HARESCR1 | PJM | 235 | 12 | 289 | 4551 | unknown |  |  |  | 39.6081 | -75.6261 | 3258 | 39.6081 | -75.6261 | 3258
231716 | HARESCR2 | PJM | 235 | 12 | 289 | 4551 | unknown |  |  |  | 39.6081 | -75.6261 | 3258 | 39.6081 | -75.6261 | 3258
230916 | KEEN_CAP | PJM | 235 | 138 | 286 | 4552 | unknown |  |  |  | 39.6334 | -75.7309 | 3241 | 39.6334 | -75.7309 | 3241
231123 | KEEN_138 | PJM | 235 | 138 | 289 | 4552 | unknown |  |  |  | 39.6334 | -75.7309 | 3241 | 39.6334 | -75.7309 | 3241
231721 | KEENEY 2 | PJM | 235 | 12 | 289 | 4552 | unknown |  |  |  | 39.6334 | -75.7309 | 3241 | 39.6334 | -75.7309 | 3241
231124 | GLASGOW | PJM | 235 | 138 | 289 | 4553 | unknown | [6 empty] | 39.6334 | -75.7309 | 3241
231403 | GLASGOW1 | PJM | 235 | 34.5 | 289 | 4553 | unknown | [6 empty] | 39.6334 | -75.7309 | 3241
231714 | GLASGOW4 | PJM | 235 | 12 | 289 | 4553 | unknown | [6 empty] | 39.6334 | -75.7309 | 3241
231125 | SUNSETLK | PJM | 235 | 138 | 289 | 4554 | unknown | [6 empty] | 39.6334 | -75.7309 | 3241
231504 | SUNSTLK2 | PJM | 235 | 24.9 | 289 | 4554 | unknown | [6 empty] | 39.6334 | -75.7309 | 3241
231733 | SUNSTLK1 | PJM | 235 | 12 | 289 | 4554 | unknown | [6 empty] | 39.6334 | -75.7309 | 3241
231734 | SUNSTLK3 | PJM | 235 | 12 | 289 | 4554 | unknown | [6 empty] | 39.6334 | -75.7309 | 3241
231128 | REYBOLD | PJM | 235 | 138 | 289 | 4555 | unknown |  |  |  | 39.6081 | -75.6261 | 3258 | 39.6081 | -75.6261 | 3258
231214 | REYBD_69 | PJM | 235 | 69 | 289 | 4555 | unknown |  |  |  | 39.6081 | -75.6261 | 3258 | 39.6081 | -75.6261 | 3258
231600 | INDBUS | PJM | 235 | 13.8 | 289 | 4555 | unknown |  |  |  | 39.6081 | -75.6261 | 3258 | 39.6081 | -75.6261 | 3258
231601 | SYNCBUS | PJM | 235 | 13.8 | 289 | 4555 | unknown |  |  |  | 39.6081 | -75.6261 | 3258 | 39.6081 | -75.6261 | 3258
231602 | TEXACO35 | PJM | 235 | 13.8 | 289 | 4555 | unknown |  |  |  | 39.6081 | -75.6261 | 3258 | 39.6081 | -75.6261 | 3258
231603 | SG9 | PJM | 235 | 13.8 | 289 | 4555 | unknown |  |  |  | 39.6081 | -75.6261 | 3258 | 39.6081 | -75.6261 | 3258
231729 | REYBOLD1 | PJM | 235 | 12 | 289 | 4555 | unknown |  |  |  | 39.6081 | -75.6261 | 3258 | 39.6081 | -75.6261 | 3258
231730 | REYBOLD2 | PJM | 235 | 12 | 289 | 4555 | unknown |  |  |  | 39.6081 | -75.6261 | 3258 | 39.6081 | -75.6261 | 3258
231801 | PRAXAIR | PJM | 235 | 138 | 289 | 4555 | unknown |  |  |  | 39.6081 | -75.6261 | 3258 | 39.6081 | -75.6261 | 3258
231803 | MOTIVA | PJM | 235 | 138 | 289 | 4555 | unknown |  |  |  | 39.6081 | -75.6261 | 3258 | 39.6081 | -75.6261 | 3258
231902 | DC CT7 | PJM | 235 | 13.8 | 289 | 4555 | unknown |  |  |  | 39.6081 | -75.6261 | 3258 | 39.6081 | -75.6261 | 3258
231904 | DC1 NUG | PJM | 235 | 13.8 | 289 | 4555 | unknown |  |  |  | 39.6081 | -75.6261 | 3258 | 39.6081 | -75.6261 | 3258
231905 | DC2 NUG | PJM | 235 | 13.8 | 289 | 4555 | unknown |  |  |  | 39.6081 | -75.6261 | 3258 | 39.6081 | -75.6261 | 3258
231906 | DC3 NUG | PJM | 235 | 13.8 | 289 | 4555 | unknown |  |  |  | 39.6081 | -75.6261 | 3258 | 39.6081 | -75.6261 | 3258
231907 | DC10 | PJM | 235 | 13.8 | 289 | 4555 | unknown |  |  |  | 39.6081 | -75.6261 | 3258 | 39.6081 | -75.6261 | 3258
231915 | DC CT6 | PJM | 235 | 13.8 | 289 | 4555 | unknown |  |  |  | 39.6081 | -75.6261 | 3258 | 39.6081 | -75.6261 | 3258
231129 | LUMS | PJM | 235 | 138 | 289 | 4556 | unknown | [6 empty] | 39.6081 | -75.6261 | 3258
231501 | LUMSPND1 | PJM | 235 | 24.94 | 289 | 4556 | unknown | [6 empty] | 39.6081 | -75.6261 | 3258
231502 | LUMSPND2 | PJM | 235 | 24.94 | 289 | 4556 | unknown | [6 empty] | 39.6081 | -75.6261 | 3258
231200 | AIRCO_69 | PJM | 235 | 69 | 289 | 4557 | unknown
231809 | AIRCO | PJM | 235 | 13.8 | 289 | 4557 | unknown
231205 | DARLEY | PJM | 235 | 69 | 289 | 4558 | unknown
231402 | DARLEY 2 | PJM | 235 | 34.5 | 289 | 4558 | unknown
231709 | DARLEY 1 | PJM | 235 | 12 | 289 | 4558 | unknown
231710 | DARLEY 3 | PJM | 235 | 12 | 289 | 4558 | unknown
231211 | NAAMANS | PJM | 235 | 69 | 289 | 4559 | unknown | [6 empty] | 39.74 | -75.5094 | 4532
231724 | NAAMANS1 | PJM | 235 | 12 | 289 | 4559 | unknown | [6 empty] | 39.74 | -75.5094 | 4532
231725 | NAAMANS2 | PJM | 235 | 12 | 289 | 4559 | unknown | [6 empty] | 39.74 | -75.5094 | 4532
231212 | NCAST_69 | PJM | 235 | 69 | 289 | 4560 | unknown | [6 empty] | 39.74 | -75.5094 | 4532
231726 | NEWCSTL1 | PJM | 235 | 12 | 289 | 4560 | unknown | [6 empty] | 39.74 | -75.5094 | 4532
231727 | NEWCSTL2 | PJM | 235 | 12 | 289 | 4560 | unknown | [6 empty] | 39.74 | -75.5094 | 4532
231728 | NEWCSTL3 | PJM | 235 | 12 | 289 | 4560 | unknown | [6 empty] | 39.74 | -75.5094 | 4532
231215 | SILVERSD | PJM | 235 | 69 | 289 | 4561 | unknown | [6 empty] | 39.74 | -75.5094 | 4532
231411 | SLVRSD 3 | PJM | 235 | 34.5 | 289 | 4561 | unknown | [6 empty] | 39.74 | -75.5094 | 4532
231731 | SILVRSD1 | PJM | 235 | 12 | 289 | 4561 | unknown | [6 empty] | 39.74 | -75.5094 | 4532
231732 | SILVRSD2 | PJM | 235 | 12 | 289 | 4561 | unknown | [6 empty] | 39.74 | -75.5094 | 4532
231216 | WEST | PJM | 235 | 69 | 289 | 4562 | unknown | [6 empty] | 39.74 | -75.5094 | 4532
231413 | WEST 5 | PJM | 235 | 34.5 | 289 | 4562 | unknown | [6 empty] | 39.74 | -75.5094 | 4532
231421 | WEST 2 | PJM | 235 | 34.5 | 289 | 4562 | unknown | [6 empty] | 39.74 | -75.5094 | 4532
231739 | WEST 3 | PJM | 235 | 12 | 289 | 4562 | unknown | [6 empty] | 39.74 | -75.5094 | 4532
231918 | WEST 1 | PJM | 235 | 12 | 289 | 4562 | unknown | [6 empty] | 39.74 | -75.5094 | 4532
230920 | MTPL_CAP | PJM | 235 | 138 | 289 | 4563 | unknown
231503 | MTPLSNT1 | PJM | 235 | 24.94 | 289 | 4563 | unknown
231506 | MTPLSNT_T2 | PJM | 235 | 24.94 | 289 | 4563 | unknown
232104 | MT PLSNT | PJM | 235 | 138 | 289 | 4563 | unknown
231800 | HAY ROAD | PJM | 235 | 230 | 289 | 4564 | known |  | 39.6085 | -75.6261
231911 | HR5 | PJM | 235 | 13.8 | 289 | 4564 | known
231912 | HR6 | PJM | 235 | 13.8 | 289 | 4564 | known
231913 | HR7 | PJM | 235 | 13.8 | 289 | 4564 | known |  | 39.6085 | -75.6261
231914 | HR8 | PJM | 235 | 18 | 289 | 4564 | known |  | 39.6085 | -75.6261
230919 | STL_CAP | PJM | 235 | 138 | 287 | 4565 | unknown |  |  |  | 39.6334 | -75.7309 | 3241 | 39.6334 | -75.7309 | 3241
232000 | STEELE | PJM | 235 | 230 | 289 | 4565 | unknown |  |  |  | 39.6334 | -75.7309 | 3241 | 39.6334 | -75.7309 | 3241
232103 | STEEL138 | PJM | 235 | 138 | 289 | 4565 | unknown |  |  |  | 39.6334 | -75.7309 | 3241 | 39.6334 | -75.7309 | 3241
232511 | STEELE 3 | PJM | 235 | 24.94 | 289 | 4565 | unknown |  |  |  | 39.6334 | -75.7309 | 3241 | 39.6334 | -75.7309 | 3241
232001 | COOLSPRS | PJM | 235 | 230 | 289 | 4566 | unknown | [5 empty] | 4571 |  |  | 4571
232269 | COOLS_69 | PJM | 235 | 69 | 289 | 4566 | unknown | [5 empty] | 4571 |  |  | 4571
232002 | CEDAR CK | PJM | 235 | 230 | 289 | 4567 | unknown | [8 empty] | 4571
232108 | CEDAR138 | PJM | 235 | 138 | 289 | 4567 | unknown | [8 empty] | 4571
232531 | CEDARCK1 | PJM | 235 | 24.94 | 289 | 4567 | unknown | [8 empty] | 4571
232003 | CARTANZA | PJM | 235 | 230 | 289 | 4568 | known |  | 39.203 | -75.4693
232243 | CARTZ_69 | PJM | 235 | 69 | 288 | 4568 | known
232004 | MILF_230 | PJM | 235 | 230 | 289 | 4569 | unknown | [5 empty] | 4571 |  |  | 4571
232113 | MILF_138 | PJM | 235 | 138 | 289 | 4569 | unknown | [5 empty] | 4571 |  |  | 4571
232525 | MILFORD2 | PJM | 235 | 24.94 | 289 | 4569 | unknown | [5 empty] | 4571 |  |  | 4571
230924 | VNNA_CAP | PJM | 235 | 138 | 289 | 4570 | unknown | [6 empty] | 38.1629 | -75.6877 | 4592
232005 | VIENNA | PJM | 235 | 230 | 289 | 4570 | unknown | [6 empty] | 38.1629 | -75.6877 | 4592
232116 | VIENN138 | PJM | 235 | 138 | 289 | 4570 | unknown | [6 empty] | 38.1629 | -75.6877 | 4592
232117 | VIENNA 8 | PJM | 235 | 138 | 289 | 4570 | unknown | [6 empty] | 38.1629 | -75.6877 | 4592
232241 | VIENN_69 | PJM | 235 | 69 | 289 | 4570 | unknown | [6 empty] | 38.1629 | -75.6877 | 4592
232242 | VIENNALC | PJM | 235 | 69 | 289 | 4570 | unknown | [6 empty] | 38.1629 | -75.6877 | 4592
232610 | VIENNAL1 | PJM | 235 | 12.47 | 289 | 4570 | unknown | [6 empty] | 38.1629 | -75.6877 | 4592
232907 | VN8 | PJM | 235 | 18 | 289 | 4570 | unknown | [6 empty] | 38.1629 | -75.6877 | 4592
232919 | VN10 | PJM | 235 | 13.2 | 289 | 4570 | unknown | [6 empty] | 38.1629 | -75.6877 | 4592
230917 | INDR_CAP | PJM | 235 | 230 | 291 | 4571 | known
232006 | INDRIV 4 | PJM | 235 | 230 | 289 | 4571 | known |  | 38.5858 | -75.2392
232121 | INDRV2&3 | PJM | 235 | 138 | 289 | 4571 | known
232139 | INDRV_AT20 | PJM | 235 | 138 | 289 | 4571 | known
232140 | INDRV_AT22 | PJM | 235 | 138 | 289 | 4571 | known
232258 | INDRIV 1 | PJM | 235 | 69 | 289 | 4571 | known
232632 | IR SVC | PJM | 235 | 16 | 289 | 4571 | known
232904 | IR4 | PJM | 235 | 26 | 289 | 4571 | known |  | 38.5858 | -75.2392
232920 | IR10 | PJM | 235 | 13.2 | 289 | 4571 | known
233905 | AB1-056_REAC | PJM | 235 | 230 | 289 | 4571 | known
230912 | PINEYCAP | PJM | 235 | 69 | 289 | 4572 | unknown | [5 empty] | 4571 |  |  | 4571
232007 | PINEY GR | PJM | 235 | 230 | 289 | 4572 | unknown | [5 empty] | 4571 |  |  | 4571
232128 | PINEY138 | PJM | 235 | 138 | 289 | 4572 | unknown | [5 empty] | 4571 |  |  | 4571
232274 | PINEY_69 | PJM | 235 | 69 | 289 | 4572 | unknown | [5 empty] | 4571 |  |  | 4571
230918 | CHUR_CAP | PJM | 235 | 138 | 287 | 4573 | unknown
232100 | CHURCH | PJM | 235 | 138 | 289 | 4573 | unknown
232203 | CHURC_69 | PJM | 235 | 69 | 289 | 4573 | unknown
232502 | CHURCH 3 | PJM | 235 | 24.94 | 289 | 4573 | unknown
232503 | CHURCH 4 | PJM | 235 | 24.94 | 289 | 4573 | unknown
230900 | WY138CAP | PJM | 235 | 138 | 289 | 4574 | unknown
230902 | WYE69CAP | PJM | 235 | 69 | 289 | 4574 | unknown
232101 | WYEMILLS | PJM | 235 | 138 | 289 | 4574 | unknown
232206 | WYE MILL | PJM | 235 | 69 | 289 | 4574 | unknown
232515 | WYEMILL2 | PJM | 235 | 24.94 | 289 | 4574 | unknown
232561 | WYE MILLS_T3 | PJM | 235 | 24.9 | 289 | 4574 | unknown
232102 | HILLSBRO | PJM | 235 | 138 | 289 | 4575 | unknown | [6 empty] | 39.6334 | -75.7309 | 3241
232506 | HILLSBO1 | PJM | 235 | 24.94 | 289 | 4575 | unknown | [6 empty] | 39.6334 | -75.7309 | 3241
232105 | CARVILLE | PJM | 235 | 138 | 289 | 4576 | unknown
232510 | CARVILLE_T1 | PJM | 235 | 24.9 | 289 | 4576 | unknown
232527 | CARVILLE_T2 | PJM | 235 | 24.9 | 289 | 4576 | unknown
230921 | TWNS_CAP | PJM | 235 | 138 | 288 | 4577 | unknown
232107 | TOWNSEND | PJM | 235 | 138 | 289 | 4577 | unknown
232514 | TOWNSND1 | PJM | 235 | 24.94 | 289 | 4577 | unknown
232109 | CLAYTN_D | PJM | 235 | 138 | 289 | 4578 | unknown
232517 | CLAYTON1 | PJM | 235 | 24.94 | 289 | 4578 | unknown
232518 | CLAYTON2 | PJM | 235 | 24.94 | 289 | 4578 | unknown
230922 | CHES_CAP | PJM | 235 | 138 | 288 | 4579 | unknown
232110 | CHESWOLD | PJM | 235 | 138 | 289 | 4579 | unknown
232212 | CHESW_69 | PJM | 235 | 69 | 289 | 4579 | unknown
232516 | CHESWLD3 | PJM | 235 | 24.94 | 289 | 4579 | unknown
230923 | FELT_CAP | PJM | 235 | 138 | 288 | 4580 | unknown
232112 | FELTON | PJM | 235 | 138 | 289 | 4580 | unknown
232519 | FELTON 1 | PJM | 235 | 24.94 | 289 | 4580 | unknown
230903 | SHARRCAP | PJM | 235 | 69 | 289 | 4581 | unknown
232114 | SHARNGTN | PJM | 235 | 138 | 289 | 4581 | unknown
232240 | SHARR_69 | PJM | 235 | 69 | 289 | 4581 | unknown
230904 | EASTNCAP | PJM | 235 | 69 | 289 | 4582 | unknown | [6 empty] | 39.6334 | -75.7309 | 3241
232115 | EASTON | PJM | 235 | 138 | 289 | 4582 | unknown | [6 empty] | 39.6334 | -75.7309 | 3241
232227 | EASTN_69 | PJM | 235 | 69 | 289 | 4582 | unknown | [6 empty] | 39.6334 | -75.7309 | 3241
232902 | EASTMUNI | PJM | 235 | 69 | 287 | 4582 | unknown | [6 empty] | 39.6334 | -75.7309 | 3241
230925 | NSEA_CAP | PJM | 235 | 138 | 290 | 4583 | unknown
232118 | NSEAFORD | PJM | 235 | 138 | 289 | 4583 | unknown
232246 | NSEAF_69 | PJM | 235 | 69 | 289 | 4583 | unknown
232622 | NSEAFRD3 | PJM | 235 | 12.47 | 289 | 4583 | unknown
230905 | NELSNCAP | PJM | 235 | 69 | 289 | 4584 | unknown | [5 empty] | 4571 |  |  | 4571
232119 | NELSON | PJM | 235 | 138 | 289 | 4584 | unknown | [5 empty] | 4571 |  |  | 4571
232250 | NELSN_69 | PJM | 235 | 69 | 289 | 4584 | unknown | [5 empty] | 4571 |  |  | 4571
232619 | NELSON 2 | PJM | 235 | 12.47 | 289 | 4584 | unknown | [5 empty] | 4571 |  |  | 4571
232620 | NELSON 3 | PJM | 235 | 12.47 | 289 | 4584 | unknown | [5 empty] | 4571 |  |  | 4571
232925 | NELSVC | PJM | 235 | 16 | 289 | 4584 | unknown | [5 empty] | 4571 |  |  | 4571
232120 | REHOBOTH | PJM | 235 | 138 | 289 | 4585 | unknown
232256 | REHOB_69 | PJM | 235 | 69 | 289 | 4585 | unknown
232640 | REHOBTH1 | PJM | 235 | 12.47 | 289 | 4585 | unknown
232641 | REHOBTH2 | PJM | 235 | 12.47 | 289 | 4585 | unknown
230908 | BETH_CAP | PJM | 235 | 69 | 289 | 4586 | unknown |  |  |  | 38.4432 | -75.0554 | 4588 | 38.4432 | -75.0554 | 4588
230926 | BTHY_CAP | PJM | 235 | 138 | 291 | 4586 | unknown |  |  |  | 38.4432 | -75.0554 | 4588 | 38.4432 | -75.0554 | 4588
232122 | BETHANY | PJM | 235 | 138 | 289 | 4586 | unknown |  |  |  | 38.4432 | -75.0554 | 4588 | 38.4432 | -75.0554 | 4588
232261 | BETH_69 | PJM | 235 | 69 | 289 | 4586 | unknown |  |  |  | 38.4432 | -75.0554 | 4588 | 38.4432 | -75.0554 | 4588
232627 | BETHANY1 | PJM | 235 | 12.47 | 289 | 4586 | unknown |  |  |  | 38.4432 | -75.0554 | 4588 | 38.4432 | -75.0554 | 4588
232628 | BETHANY2 | PJM | 235 | 12.47 | 289 | 4586 | unknown |  |  |  | 38.4432 | -75.0554 | 4588 | 38.4432 | -75.0554 | 4588
232123 | FRANKFRD | PJM | 235 | 138 | 289 | 4587 | unknown | [5 empty] | 4571 |  |  | 4571
232533 | FRANKFD1 | PJM | 235 | 24.94 | 289 | 4587 | unknown | [5 empty] | 4571 |  |  | 4571
233910 | AB1-137 MAIN | PJM | 235 | 24.94 | 289 | 4587 | unknown | [5 empty] | 4571 |  |  | 4571
233911 | AB1-137 GEN | PJM | 235 | 0.69 | 289 | 4587 | unknown | [5 empty] | 4571 |  |  | 4571
232124 | 138TH ST | PJM | 235 | 138 | 289 | 4588 | known |  | 38.4432 | -75.0554
232170 | 138TH SVC | PJM | 235 | 16 | 289 | 4588 | known
232625 | 138THST1 | PJM | 235 | 12.47 | 289 | 4588 | known
232626 | 138THST2 | PJM | 235 | 12.47 | 289 | 4588 | known
232125 | BISHOP | PJM | 235 | 138 | 289 | 4589 | unknown | [5 empty] | 4571 |  |  | 4571
232530 | BISHOP_1 | PJM | 235 | 24.9 | 289 | 4589 | unknown | [5 empty] | 4571 |  |  | 4571
232126 | OCEANBAY | PJM | 235 | 138 | 289 | 4590 | unknown |  |  |  | 38.4432 | -75.0554 | 4588 | 38.4432 | -75.0554 | 4588
232262 | OCNBAY | PJM | 235 | 69 | 289 | 4590 | unknown |  |  |  | 38.4432 | -75.0554 | 4588 | 38.4432 | -75.0554 | 4588
232636 | OCN BAY1 | PJM | 235 | 12.47 | 289 | 4590 | unknown |  |  |  | 38.4432 | -75.0554 | 4588 | 38.4432 | -75.0554 | 4588
232637 | OCN BAY2 | PJM | 235 | 12.47 | 289 | 4590 | unknown |  |  |  | 38.4432 | -75.0554 | 4588 | 38.4432 | -75.0554 | 4588
232127 | LORETTO | PJM | 235 | 138 | 289 | 4591 | unknown |  |  |  | 38.1629 | -75.6877 | 4592 | 38.1629 | -75.6877 | 4592
232275 | LORET_69 | PJM | 235 | 69 | 289 | 4591 | unknown |  |  |  | 38.1629 | -75.6877 | 4592 | 38.1629 | -75.6877 | 4592
232129 | KINGS CK | PJM | 235 | 138 | 289 | 4592 | known |  | 38.1629 | -75.6877
232276 | KINGS_69 | PJM | 235 | 69 | 289 | 4592 | known
232547 | KNG CRK1 | PJM | 235 | 24.94 | 289 | 4592 | known
232548 | KNG CRK2 | PJM | 235 | 24.94 | 289 | 4592 | known
233924 | AA1-102 MAIN | PJM | 235 | 138 | 1 | 4592 | known
233925 | AA1-102 COL | PJM | 235 | 34.5 | 1 | 4592 | known
233926 | AA1-102 TERT | PJM | 235 | 13.8 | 1 | 4592 | known
1000768 | STR_PT_XF_768 | PJM | 235 | 1 | 1 | 4592 | known
232130 | POCOMOKE | PJM | 235 | 138 | 289 | 4593 | unknown
232645 | POCMOKE1 | PJM | 235 | 12.47 | 289 | 4593 | unknown
232646 | POCMOKE2 | PJM | 235 | 12.47 | 289 | 4593 | unknown
232131 | N_CHURCH | PJM | 235 | 138 | 289 | 4594 | unknown | [8 empty] | 4571
232912 | OH NUG1 | PJM | 235 | 13.8 | 289 | 4594 | unknown | [8 empty] | 4571
232913 | OH NUG2 | PJM | 235 | 13.8 | 289 | 4594 | unknown | [8 empty] | 4571
232914 | OH NUG3 | PJM | 235 | 13.8 | 289 | 4594 | unknown | [8 empty] | 4571
232915 | OH NUG4 | PJM | 235 | 13.8 | 289 | 4594 | unknown | [8 empty] | 4571
232916 | OH NUG5 | PJM | 235 | 13.8 | 289 | 4594 | unknown | [8 empty] | 4571
232917 | OH NUG6 | PJM | 235 | 13.8 | 289 | 4594 | unknown | [8 empty] | 4571
232918 | OH NUG7 | PJM | 235 | 13.8 | 289 | 4594 | unknown | [8 empty] | 4571
232132 | OAK HALL | PJM | 235 | 138 | 289 | 4595 | unknown
232150 | OAKHALL_SOLA | PJM | 235 | 138 | 289 | 4595 | unknown
232280 | OAKHL_69 | PJM | 235 | 69 | 289 | 4595 | unknown
232553 | OAKHALL1 | PJM | 235 | 24.94 | 289 | 4595 | unknown
232133 | WATTSVILLE | PJM | 235 | 138 | 289 | 4596 | unknown | [8 empty] | 4571
232281 | WATTSVIL | PJM | 235 | 69 | 289 | 4596 | unknown | [8 empty] | 4571
232648 | WATTSVL1 | PJM | 235 | 12.47 | 289 | 4596 | unknown | [8 empty] | 4571
232649 | WATTSVL2 | PJM | 235 | 12.47 | 289 | 4596 | unknown | [8 empty] | 4571
230909 | WRTERCAP | PJM | 235 | 69 | 289 | 4597 | unknown | [8 empty] | 4571
232134 | WORCESTR | PJM | 235 | 138 | 289 | 4597 | unknown | [8 empty] | 4571
232267 | WORCR_69 | PJM | 235 | 69 | 289 | 4597 | unknown | [8 empty] | 4571
232538 | WORCSTR1 | PJM | 235 | 24.94 | 289 | 4597 | unknown | [8 empty] | 4571
232539 | WORCSTR2 | PJM | 235 | 24.94 | 289 | 4597 | unknown | [8 empty] | 4571
232200 | LYNCH | PJM | 235 | 69 | 289 | 4598 | unknown
232507 | LYNCH 1 | PJM | 235 | 24.94 | 289 | 4598 | unknown
232508 | LYNCH 2 | PJM | 235 | 24.94 | 289 | 4598 | unknown
232201 | MASSEY | PJM | 235 | 69 | 289 | 4599 | unknown
232509 | MASSEY 1 | PJM | 235 | 24.94 | 289 | 4599 | unknown
232202 | CHESTRTN | PJM | 235 | 69 | 289 | 4600 | unknown
232500 | CHESTWN1 | PJM | 235 | 24.94 | 289 | 4600 | unknown
232501 | CHESTWN2 | PJM | 235 | 24.94 | 289 | 4600 | unknown
232204 | PRICE_69 | PJM | 235 | 69 | 289 | 4601 | unknown
232602 | PRICET1 | PJM | 235 | 12.47 | 289 | 4601 | unknown
232207 | GRASONVL | PJM | 235 | 69 | 289 | 4602 | unknown
232504 | GRASNVL1 | PJM | 235 | 24.94 | 289 | 4602 | unknown
232505 | GRASNVL2 | PJM | 235 | 24.94 | 289 | 4602 | unknown
232208 | STEVNSVL | PJM | 235 | 69 | 289 | 4603 | unknown
232512 | STEVNVL1 | PJM | 235 | 24.94 | 289 | 4603 | unknown
232513 | STEVNVL2 | PJM | 235 | 24.94 | 289 | 4603 | unknown
232214 | NRGDOVER | PJM | 235 | 69 | 289 | 4604 | unknown
232910 | NRG_G1 | PJM | 235 | 13.8 | 289 | 4604 | unknown
232911 | NRG_G2 | PJM | 235 | 13.8 | 289 | 4604 | unknown
232215 | KENT | PJM | 235 | 69 | 289 | 4605 | unknown
232522 | KENT 1 | PJM | 235 | 24.94 | 289 | 4605 | unknown
232523 | KENT 2 | PJM | 235 | 24.94 | 289 | 4605 | unknown
232217 | HARRNGTN | PJM | 235 | 69 | 289 | 4606 | unknown
232520 | HARNGTN1 | PJM | 235 | 24.94 | 289 | 4606 | unknown
232521 | HARNGTN2 | PJM | 235 | 24.94 | 289 | 4606 | unknown
232224 | MCKEERUN | PJM | 235 | 69 | 288 | 4607 | unknown
232922 | MR3 | PJM | 235 | 13 | 288 | 4607 | unknown
232225 | BOZMAN | PJM | 235 | 69 | 289 | 4608 | unknown
232526 | BOZMAN 1 | PJM | 235 | 24.94 | 289 | 4608 | unknown
232226 | GRACE ST | PJM | 235 | 69 | 289 | 4609 | unknown
232849 | GRACEST1 | PJM | 235 | 12.47 | 289 | 4609 | unknown
232850 | GRACEST2 | PJM | 235 | 12.47 | 289 | 4609 | unknown
232231 | TRAPPE | PJM | 235 | 69 | 289 | 4610 | unknown
232609 | TRAPPE 3 | PJM | 235 | 12.47 | 289 | 4610 | unknown
232233 | PRESTON | PJM | 235 | 69 | 289 | 4611 | unknown
232606 | PRESTON1 | PJM | 235 | 12.47 | 289 | 4611 | unknown
232234 | TODD | PJM | 235 | 69 | 289 | 4612 | unknown
232528 | TODD 1 | PJM | 235 | 24.94 | 289 | 4612 | unknown
232529 | TODD 2 | PJM | 235 | 24.94 | 289 | 4612 | unknown
232608 | TODD 3 | PJM | 235 | 12.47 | 289 | 4612 | unknown
232235 | JACKTOWN | PJM | 235 | 69 | 289 | 4613 | unknown
232612 | JACKTWN1 | PJM | 235 | 12.47 | 289 | 4613 | unknown
232236 | E NEWMKT | PJM | 235 | 69 | 289 | 4614 | unknown
232605 | ENEWMKT1 | PJM | 235 | 12.47 | 289 | 4614 | unknown
232237 | CAMBRIDG | PJM | 235 | 69 | 289 | 4615 | unknown
232603 | CAMBRGE3 | PJM | 235 | 12.47 | 289 | 4615 | unknown
232604 | CAMBRGE4 | PJM | 235 | 12.47 | 289 | 4615 | unknown
232238 | WCAMBRDG | PJM | 235 | 69 | 289 | 4616 | unknown
232611 | WCAMBRG1 | PJM | 235 | 12.47 | 289 | 4616 | unknown
232239 | SHARPTWN | PJM | 235 | 69 | 289 | 4617 | unknown
232607 | SHRPTWN1 | PJM | 235 | 12.47 | 289 | 4617 | unknown
232245 | BRIDGEVL | PJM | 235 | 69 | 289 | 4618 | unknown
232614 | BRIDGVL1 | PJM | 235 | 12.47 | 289 | 4618 | unknown
232615 | BRIDGVL2 | PJM | 235 | 12.47 | 289 | 4618 | unknown
232247 | DUP-SFRD | PJM | 235 | 69 | 289 | 4619 | unknown
232848 | DUP-SFR4 | PJM | 235 | 12.47 | 289 | 4619 | unknown
232851 | DUP-SFR1 | PJM | 235 | 12.5 | 289 | 4619 | unknown
232852 | DUP-SFR2 | PJM | 235 | 12.47 | 289 | 4619 | unknown
232853 | DUP-SFR3 | PJM | 235 | 12.47 | 289 | 4619 | unknown
230907 | SUSX_CAP | PJM | 235 | 69 | 289 | 4620 | unknown
232248 | SUSSEX | PJM | 235 | 69 | 289 | 4620 | unknown
232623 | SUSSEX 1 | PJM | 235 | 12.47 | 289 | 4620 | unknown
232624 | SUSSEX 2 | PJM | 235 | 12.47 | 289 | 4620 | unknown
232249 | LAUREL | PJM | 235 | 69 | 289 | 4621 | unknown
232617 | LAUREL 1 | PJM | 235 | 12.47 | 289 | 4621 | unknown
232618 | LAUREL 2 | PJM | 235 | 12.47 | 289 | 4621 | unknown
230906 | HARB_CAP | PJM | 235 | 69 | 289 | 4622 | unknown | [8 empty] | 4571
232251 | HARBESON | PJM | 235 | 69 | 289 | 4622 | unknown | [8 empty] | 4571
232534 | HARBESN1 | PJM | 235 | 24.94 | 289 | 4622 | unknown | [8 empty] | 4571
232535 | HARBESN2 | PJM | 235 | 24.94 | 289 | 4622 | unknown | [8 empty] | 4571
232253 | FIVE PTS | PJM | 235 | 69 | 289 | 4623 | unknown
232630 | FIVE PT1 | PJM | 235 | 12.47 | 289 | 4623 | unknown
232631 | FIVE PT2 | PJM | 235 | 12.47 | 289 | 4623 | unknown
232255 | MIDWAY | PJM | 235 | 69 | 289 | 4624 | unknown
232635 | MIDWAY 1 | PJM | 235 | 12.47 | 289 | 4624 | unknown
232652 | MIDWAY_T2 | PJM | 235 | 12.3 | 289 | 4624 | unknown
230910 | MLBROCAP | PJM | 235 | 69 | 289 | 4625 | unknown | [5 empty] | 4571 |  |  | 4571
232257 | MILLSBRO | PJM | 235 | 69 | 289 | 4625 | unknown | [5 empty] | 4571 |  |  | 4571
232536 | MILSBRO1 | PJM | 235 | 24.94 | 289 | 4625 | unknown | [5 empty] | 4571 |  |  | 4571
232537 | MILSBRO2 | PJM | 235 | 24.94 | 289 | 4625 | unknown | [5 empty] | 4571 |  |  | 4571
232259 | CEDAR NK | PJM | 235 | 69 | 289 | 4626 | unknown | [6 empty] | 38.4432 | -75.0554 | 4588
232629 | CEDARNK1 | PJM | 235 | 12.47 | 289 | 4626 | unknown | [6 empty] | 38.4432 | -75.0554 | 4588
232651 | CEDARNK_T2 | PJM | 235 | 12.47 | 289 | 4626 | unknown | [6 empty] | 38.4432 | -75.0554 | 4588
232263 | MARIDEL | PJM | 235 | 69 | 289 | 4627 | unknown |  |  |  | 38.3344 | -75.0884 | 4629 | 38.3344 | -75.0884 | 4629
232633 | MARIDEL1 | PJM | 235 | 12.47 | 289 | 4627 | unknown |  |  |  | 38.3344 | -75.0884 | 4629 | 38.3344 | -75.0884 | 4629
232634 | MARIDEL2 | PJM | 235 | 12.47 | 289 | 4627 | unknown |  |  |  | 38.3344 | -75.0884 | 4629 | 38.3344 | -75.0884 | 4629
232264 | CULVER | PJM | 235 | 69 | 289 | 4628 | unknown |  |  |  | 38.3344 | -75.0884 | 4629 | 38.3344 | -75.0884 | 4629
232532 | CULVER 1 | PJM | 235 | 24.94 | 289 | 4628 | unknown |  |  |  | 38.3344 | -75.0884 | 4629 | 38.3344 | -75.0884 | 4629
232268 | OCEANCTY | PJM | 235 | 69 | 289 | 4629 | known |  | 38.3344 | -75.0884
232638 | OCN CTY1 | PJM | 235 | 12.47 | 289 | 4629 | known
232639 | OCN CTY2 | PJM | 235 | 12.47 | 289 | 4629 | known
232270 | HEBRON | PJM | 235 | 69 | 289 | 4630 | unknown
232644 | HEBRON T1 | PJM | 235 | 25 | 289 | 4630 | unknown
232653 | HEBRON T2 | PJM | 235 | 25 | 289 | 4630 | unknown
230911 | NSAL_CAP | PJM | 235 | 69 | 289 | 4631 | unknown
232271 | NSALSBRY | PJM | 235 | 69 | 289 | 4631 | unknown
232551 | NSALBRY1 | PJM | 235 | 24.94 | 289 | 4631 | unknown
232552 | NSALBRY2 | PJM | 235 | 24.94 | 289 | 4631 | unknown
232272 | M HERMON | PJM | 235 | 69 | 289 | 4632 | unknown | [8 empty] | 4571
232549 | MT HRMN1 | PJM | 235 | 24.94 | 289 | 4632 | unknown | [8 empty] | 4571
232550 | MT HRMN2 | PJM | 235 | 24.94 | 289 | 4632 | unknown | [8 empty] | 4571
232273 | PEMBERTN | PJM | 235 | 69 | 289 | 4633 | unknown
232555 | PEMBER 1 | PJM | 235 | 24.94 | 289 | 4633 | unknown
232277 | KENNEY | PJM | 235 | 69 | 289 | 4634 | unknown
232545 | KENNEY 1 | PJM | 235 | 24.94 | 289 | 4634 | unknown
232546 | KENNEY 2 | PJM | 235 | 24.94 | 289 | 4634 | unknown
232278 | STOCKTON | PJM | 235 | 69 | 289 | 4635 | unknown
232701 | STOCKTN1 | PJM | 235 | 4.16 | 289 | 4635 | unknown
232279 | CRISFLD | PJM | 235 | 69 | 289 | 4636 | unknown |  |  |  | 38.1629 | -75.6877 | 4592 | 38.1629 | -75.6877 | 4592
232540 | CRISFLD3 | PJM | 235 | 24.94 | 289 | 4636 | unknown |  |  |  | 38.1629 | -75.6877 | 4592 | 38.1629 | -75.6877 | 4592
232926 | CRISFLD1 | PJM | 235 | 12.47 | 289 | 4636 | unknown |  |  |  | 38.1629 | -75.6877 | 4592 | 38.1629 | -75.6877 | 4592
232282 | CHINCOTG | PJM | 235 | 69 | 292 | 4637 | unknown
232642 | CHNCOTG1 | PJM | 235 | 12.47 | 292 | 4637 | unknown
232643 | CHNCOTG2 | PJM | 235 | 12.47 | 292 | 4637 | unknown
232283 | WALLOPS | PJM | 235 | 69 | 292 | 4638 | unknown
232647 | WALLOPS1 | PJM | 235 | 12.47 | 292 | 4638 | unknown
232284 | TASLEY | PJM | 235 | 69 | 292 | 4639 | unknown
232556 | TASLEY 1 | PJM | 235 | 24.94 | 292 | 4639 | unknown
232557 | TASLEY 4 | PJM | 235 | 24.94 | 292 | 4639 | unknown
232921 | TASLEY2G | PJM | 235 | 13.2 | 292 | 4639 | unknown
232286 | KELLAM | PJM | 235 | 69 | 292 | 4640 | unknown
232543 | KELLAM 1 | PJM | 235 | 24.94 | 292 | 4640 | unknown
232544 | KELLAM 2 | PJM | 235 | 24.94 | 292 | 4640 | unknown
232287 | BAYVIEW | PJM | 235 | 69 | 292 | 4641 | unknown
232905 | BAYVIEW1 | PJM | 235 | 24.94 | 292 | 4641 | unknown
232288 | FRUITLND | PJM | 235 | 69 | 289 | 4642 | unknown | [6 empty] | 38.1629 | -75.6877 | 4592
232541 | FRUITLD1 | PJM | 235 | 24.94 | 289 | 4642 | unknown | [6 empty] | 38.1629 | -75.6877 | 4592
232542 | FRUITLD2 | PJM | 235 | 24.94 | 289 | 4642 | unknown | [6 empty] | 38.1629 | -75.6877 | 4592
232293 | BEAGLIN_69 | PJM | 235 | 69 | 289 | 4643 | unknown
232560 | BEAGLIN_T1 | PJM | 235 | 24.9 | 289 | 4643 | unknown
232562 | BEAGLIN_T2 | PJM | 235 | 24.9 | 289 | 4643 | unknown
232616 | GEN FOOD | PJM | 235 | 13.2 | 288 | 4644 | unknown
232901 | NORTHST | PJM | 235 | 69 | 288 | 4644 | unknown
233906 | AB1-056_MAIN | PJM | 235 | 230 | 289 | 4645 | unknown |  |  |  | 38.5858 | -75.2392 | 4646 | 38.5858 | -75.2392 | 4646
233907 | AB1-056_SEC | PJM | 235 | 34.5 | 289 | 4645 | unknown |  |  |  | 38.5858 | -75.2392 | 4646 | 38.5858 | -75.2392 | 4646
233908 | AB1-056_COL | PJM | 235 | 34.5 | 289 | 4646 | known |  | 38.5858 | -75.2392
233909 | AB1-056_GEN | PJM | 235 | 0.69 | 289 | 4646 | known
233913 | AB1-141 TAP | PJM | 235 | 138 | 289 | 4647 | unknown
233914 | AB1-141 MAIN | PJM | 235 | 34.5 | 289 | 4647 | unknown
233915 | AB1-141 GEN | PJM | 235 | 0.55 | 289 | 4647 | unknown
233917 | AB1-141 TER | PJM | 235 | 13.8 | 289 | 4647 | unknown
1000767 | STR_PT_XF_767 | PJM | 235 | 1 | 289 | 4647 | unknown
233920 | W3-032A-CTG1 | PJM | 235 | 18 | 289 | 4648 | known
233921 | W3-032A-STG1 | PJM | 235 | 13.8 | 289 | 4648 | known
233922 | W3-032A-230 | PJM | 235 | 230 | 289 | 4648 | known |  | 39.2023 | -75.4693
233923 | AA1-102 GEN | PJM | 235 | 0.55 | 1 | 4649 | unknown |  |  |  | 38.1629 | -75.6877 | 4592 | 38.1629 | -75.6877 | 4592
233927 | AA1-102 GSU | PJM | 235 | 34.5 | 1 | 4649 | unknown |  |  |  | 38.1629 | -75.6877 | 4592 | 38.1629 | -75.6877 | 4592
233928 | AB2-032 POI | PJM | 235 | 138 | 289 | 4650 | unknown
233929 | AB2-032 MAIN | PJM | 235 | 34.5 | 289 | 4650 | unknown
233930 | AB2-032 GEN | PJM | 235 | 0.6 | 289 | 4650 | unknown
233931 | AB2-032 TER | PJM | 235 | 13.8 | 289 | 4650 | unknown
233932 | AB2-032 MAIN | PJM | 235 | 138 | 289 | 4650 | unknown
1000769 | STR_PT_XF_769 | PJM | 235 | 1 | 289 | 4650 | unknown
234200 | HUNTSV2 | PJM | 236 | 69 | 296 | 4651 | unknown
234201 | HUNTSDI2 | PJM | 236 | 13.8 | 296 | 4651 | unknown
234202 | LOOM 1 | PJM | 236 | 69 | 296 | 4652 | unknown
234203 | LOOM D1 | PJM | 236 | 13.8 | 296 | 4652 | unknown
234204 | LOOM 2 | PJM | 236 | 69 | 296 | 4652 | unknown
234205 | LOOM D2 | PJM | 236 | 13.8 | 296 | 4652 | unknown
234250 | MOUN-TAP | PJM | 236 | 230 | 296 | 4653 | unknown
234252 | MOUNTAIN | PJM | 236 | 230 | 296 | 4653 | unknown
234253 | MOUNT-H2 | PJM | 236 | 230 | 296 | 4653 | unknown
234255 | MNTN TR2 | PJM | 236 | 69 | 296 | 4653 | unknown
234256 | MOUNT 1 | PJM | 236 | 69 | 296 | 4653 | unknown
234251 | MOUNT-H1 | PJM | 236 | 230 | 296 | 4654 | unknown
234254 | MNTN TR1 | PJM | 236 | 69 | 296 | 4654 | unknown
234260 | HUNLOCK | PJM | 236 | 69 | 296 | 4655 | unknown
234262 | HUN DIST | PJM | 236 | 13.8 | 296 | 4655 | unknown
234304 | HUN GEN3 | PJM | 236 | 13.2 | 296 | 4655 | unknown
234305 | HUN GEN4 | PJM | 236 | 13.8 | 296 | 4655 | unknown
234264 | KOONSVIL | PJM | 236 | 69 | 296 | 4656 | unknown
234265 | KOONS 1 | PJM | 236 | 13.8 | 296 | 4656 | unknown
234266 | KOONS 2 | PJM | 236 | 13.8 | 296 | 4656 | unknown
234267 | LINCLN 1 | PJM | 236 | 69 | 296 | 4657 | unknown
234269 | LINCN D1 | PJM | 236 | 13.8 | 296 | 4657 | unknown
234268 | LINCLN 2 | PJM | 236 | 69 | 296 | 4658 | unknown
234270 | LINCN D2 | PJM | 236 | 13.8 | 296 | 4658 | unknown
234272 | HAN 1 | PJM | 236 | 69 | 296 | 4659 | unknown
234274 | HAN DIS1 | PJM | 236 | 13.8 | 296 | 4659 | unknown
234273 | HAN 2 | PJM | 236 | 69 | 296 | 4660 | unknown
234275 | HAN DIS2 | PJM | 236 | 13.8 | 296 | 4660 | unknown
234276 | PLYM 1 | PJM | 236 | 69 | 296 | 4661 | unknown
234278 | PLYM DS1 | PJM | 236 | 13.8 | 296 | 4661 | unknown
234277 | PLYM 2 | PJM | 236 | 69 | 296 | 4662 | unknown
234279 | PLYM DS2 | PJM | 236 | 13.8 | 296 | 4662 | unknown
234280 | SWOY 1 | PJM | 236 | 69 | 296 | 4663 | unknown
234282 | SWOY DS1 | PJM | 236 | 13.8 | 296 | 4663 | unknown
234281 | SWOY 2 | PJM | 236 | 69 | 296 | 4664 | unknown
234283 | SWOY DS2 | PJM | 236 | 13.8 | 296 | 4664 | unknown
234284 | KING 1 | PJM | 236 | 69 | 296 | 4665 | unknown
234286 | KING DS1 | PJM | 236 | 13.8 | 296 | 4665 | unknown
234285 | KING 2 | PJM | 236 | 69 | 296 | 4666 | unknown
234287 | KING DS2 | PJM | 236 | 13.8 | 296 | 4666 | unknown
234290 | COURTDL | PJM | 236 | 69 | 296 | 4667 | unknown
234291 | COURT DI | PJM | 236 | 13.8 | 296 | 4667 | unknown
234294 | HUNTSVL | PJM | 236 | 69 | 296 | 4668 | unknown
234295 | HUNTS DI | PJM | 236 | 13.8 | 296 | 4668 | unknown
234296 | DALLAS | PJM | 236 | 69 | 296 | 4669 | unknown
234297 | DALLAS D | PJM | 236 | 13.8 | 296 | 4669 | unknown
234299 | GLENVIEW | PJM | 236 | 69 | 296 | 4670 | unknown
234301 | GLENVIEW | PJM | 236 | 13.8 | 296 | 4670 | unknown
234302 | KUNKLE | PJM | 236 | 69 | 296 | 4671 | unknown
234303 | KUNKLE D | PJM | 236 | 13.8 | 296 | 4671 | unknown
234310 | HUNLOCK IPP | PJM | 236 | 69 | 296 | 4672 | unknown
234311 | HUN GEN5 | PJM | 236 | 13.8 | 296 | 4672 | unknown
234312 | HUN GEN6 | PJM | 236 | 13.8 | 296 | 4672 | unknown
234603 | HCOR138 | PJM | 237 | 138 | 298 | 4673 | unknown
234608 | HCOR69 | PJM | 237 | 69 | 298 | 4673 | unknown
234611 | HCOR34 | PJM | 237 | 34.5 | 298 | 4673 | unknown
235078 | 01SPGDL-2 | PJM | 201 | 138 | 1202 | 4674 | known |  | 40.5434 | -79.7676
235079 | 01SPGDL-3 | PJM | 201 | 138 | 1202 | 4674 | known
235256 | 01SPGDL | PJM | 201 | 138 | 1202 | 4674 | known |  | 40.5434 | -79.7676
235610 | 01SPRGD1 | PJM | 201 | 13.8 | 1202 | 4674 | known
235611 | 01SPRGD2 | PJM | 201 | 13.8 | 1202 | 4674 | known
235612 | 01SPRGD3 | PJM | 201 | 16.5 | 1202 | 4674 | known
235613 | 01SPRGD4 | PJM | 201 | 16.5 | 1202 | 4674 | known
235614 | 01SPRGD5 | PJM | 201 | 16.5 | 1202 | 4674 | known
235081 | T-174 1 | PJM | 201 | 500 | 1204 | 4675 | known |  | 40.1853 | -79.7009
235082 | T174 CT1 | PJM | 201 | 20 | 1204 | 4675 | known |  | 40.1853 | -79.7009
235083 | T174 CT2 | PJM | 201 | 20 | 1204 | 4675 | known |  | 40.1853 | -79.7009
235084 | T174 ST | PJM | 201 | 20 | 1204 | 4675 | known |  | 40.1853 | -79.7009
235109 | 01RHODESLANE | PJM | 201 | 500 | 1204 | 4675 | known |  | 40.1969 | -79.7079
235100 | 01FLINTRN | PJM | 201 | 138 | 1201 | 4676 | known
235235 | 01FLINTRUN | PJM | 201 | 500 | 1201 | 4676 | known |  | 39.3642 | -80.6784
235101 | 01BEDNGT | PJM | 201 | 500 | 1203 | 4677 | known |  | 39.5156 | -77.9176
235445 | 01BEDNGT | PJM | 201 | 138 | 1203 | 4677 | known
235102 | 01BELMNT | PJM | 201 | 500 | 1201 | 4678 | known |  | 39.3446 | -81.3087
235299 | 01BELMNT | PJM | 201 | 138 | 1201 | 4678 | known |  | 39.3453 | -81.3087
236843 | 01BELMONT+ | PJM | 201 | 138 | 1201 | 4678 | known
242920 | 05BELMON | PJM | 205 | 765 | 1251 | 4678 | known |  | 39.3452 | -81.3087
235103 | 01BLACKO | PJM | 201 | 500 | 1203 | 4679 | known |  | 39.4998 | -78.9161
235130 | 01BO_SVC | PJM | 201 | 23 | 1203 | 4679 | known
235446 | 01BLACKO | PJM | 201 | 138 | 1203 | 4679 | known
235104 | 01CABOT | PJM | 201 | 500 | 1202 | 4680 | known |  | 40.8018 | -79.7961
235153 | 01CABOT | PJM | 201 | 138 | 1202 | 4680 | known
235105 | 01DOUBS | PJM | 201 | 500 | 1203 | 4681 | known |  | 39.2964 | -77.5148
235458 | 01DOUBS | PJM | 201 | 138 | 1203 | 4681 | known
235459 | 01DOUBS | PJM | 201 | 230 | 1203 | 4681 | known
235106 | 01FMARTN | PJM | 201 | 500 | 1201 | 4682 | known |  | 39.7132 | -79.9265
235583 | 01FMRTN1 | PJM | 201 | 22 | 1201 | 4682 | known
235584 | 01FMRTN2 | PJM | 201 | 22 | 1201 | 4682 | known
235107 | 01HARRSN | PJM | 201 | 500 | 1201 | 4683 | known |  | 39.5565 | -80.3285
235585 | 01HARRN1 | PJM | 201 | 20 | 1201 | 4683 | known
235586 | 01HARRN2 | PJM | 201 | 20 | 1201 | 4683 | known
235587 | 01HARRN3 | PJM | 201 | 20 | 1201 | 4683 | known
235108 | 01HATFLD | PJM | 201 | 500 | 1204 | 4684 | known |  | 39.858 | -79.9332
235580 | 01HATFD1 | PJM | 201 | 18 | 1204 | 4684 | known
235581 | 01HATFD2 | PJM | 201 | 18 | 1204 | 4684 | known
235582 | 01HATFD3 | PJM | 201 | 18 | 1204 | 4684 | known
235110 | 01MDWBRK | PJM | 201 | 500 | 1203 | 4685 | known |  | 39.058 | -78.2543
235483 | 01MDWBRK | PJM | 201 | 138 | 1203 | 4685 | known |  | 39.058 | -78.2543
237044 | 01MB_SVC | PJM | 201 | 33.1 | 1203 | 4685 | known
235111 | 01 502 J | PJM | 201 | 500 | 1204 | 4686 | known |  | 39.7405 | -80.0327
235113 | 01 502JCT | PJM | 201 | 138 | 1204 | 4686 | known
235112 | 01PRNTY | PJM | 201 | 500 | 1201 | 4687 | known |  | 39.351 | -80.0647
235391 | 01PRNTY | PJM | 201 | 138 | 1201 | 4687 | known
235116 | 01YUKON | PJM | 201 | 500 | 1204 | 4688 | known |  | 40.21 | -79.7251
235277 | 01YUKON | PJM | 201 | 138 | 1204 | 4688 | known
235117 | 01KAMMER | PJM | 201 | 500 | 1201 | 4689 | known
242925 | 05KAMMER | PJM | 205 | 765 | 1251 | 4689 | known |  | 39.8334 | -80.806
242937 | 05KAMMER | PJM | 205 | 345 | 1251 | 4689 | known |  | 39.8334 | -80.806
243026 | 05KAMMER13 | PJM | 205 | 138 | 1251 | 4689 | known
243188 | 05MLG1 | PJM | 205 | 26 | 1296 | 4689 | known
243189 | 05MLG2 | PJM | 205 | 26 | 1296 | 4689 | known
243781 | 05MITCHL FGD | PJM | 205 | 138 | 1296 | 4689 | known
245938 | 05KAMMER | PJM | 205 | 69 | 1256 | 4689 | known
246108 | 05KAMMER24 | PJM | 205 | 138 | 1251 | 4689 | known |  | 40.6589 | -84.2361
246111 | 05KAMMER T5 | PJM | 205 | 138 | 1251 | 4689 | known
246120 | 05KAMMER T6 | PJM | 205 | 138 | 1251 | 4689 | known
235118 | 01SOBEND | PJM | 201 | 500 | 1202 | 4690 | known |  | 40.6416 | -79.346
235619 | 01SBEND1 | PJM | 201 | 18 | 1202 | 4690 | known
235620 | 01SBEND2 | PJM | 201 | 18 | 1202 | 4690 | known
235621 | 01SBEND3 | PJM | 201 | 18 | 1202 | 4690 | known
235622 | 01SBEND4 | PJM | 201 | 18 | 1202 | 4690 | known
237094 | AE1-147_GEN | PJM | 201 | 0.6 | 1202 | 4690 | known |  | 40.6206 | -79.3585
237095 | AE1-147_COLA | PJM | 201 | 46 | 1202 | 4690 | known |  | 40.6206 | -79.3585
235119 | 01OGROVE | PJM | 201 | 138 | 1201 | 4691 | known |  | 39.3666 | -81.2999
235623 | 01OGROV1 | PJM | 201 | 18 | 1201 | 4691 | known
235624 | 01OGROV2 | PJM | 201 | 18 | 1201 | 4691 | known
235121 | 01ARMSTR | PJM | 201 | 138 | 1202 | 4692 | known
235129 | 01ARMSTRONG | PJM | 201 | 345 | 1202 | 4692 | known |  | 40.9281 | -79.4659
235122 | 01LKLYNN | PJM | 201 | 138 | 1204 | 4693 | unknown
235570 | 01LAKEL1 | PJM | 201 | 11 | 1202 | 4693 | unknown
235571 | 01LAKEL2 | PJM | 201 | 11 | 1202 | 4693 | unknown
235901 | 01LAKE LYN | PJM | 201 | 25 | 1204 | 4693 | unknown
235123 | 01MARLOW | PJM | 201 | 138 | 1203 | 4694 | unknown |  |  |  | 39.5156 | -77.9176 | 4677 | 39.5156 | -77.9176 | 4677
237453 | 01MARLOWE | PJM | 201 | 34.5 | 1203 | 4694 | unknown |  |  |  | 39.5156 | -77.9176 | 4677 | 39.5156 | -77.9176 | 4677
235124 | 01MITCHL | PJM | 201 | 138 | 1204 | 4695 | unknown | [6 empty] | 40.21 | -79.7251 | 4688
235989 | 01MITCH | PJM | 201 | 25 | 1204 | 4695 | unknown | [6 empty] | 40.21 | -79.7251 | 4688
235125 | 01RIVSVL | PJM | 201 | 138 | 1201 | 4696 | unknown
235420 | 01SANFRD | PJM | 201 | 138 | 1201 | 4696 | unknown
237287 | 01RIVESVL | PJM | 201 | 66 | 1201 | 4696 | unknown
235131 | 01BRACKENRDG | PJM | 201 | 138 | 1202 | 4697 | unknown
235743 | 01BRACKENRID | PJM | 201 | 25 | 1202 | 4697 | unknown
235132 | 01AL 4 | PJM | 201 | 138 | 1202 | 4698 | unknown | [6 empty] | 40.5434 | -79.7676 | 4674
235742 | 01ALL L4 | PJM | 201 | 25 | 1202 | 4698 | unknown | [6 empty] | 40.5434 | -79.7676 | 4674
235135 | 01ALLENP | PJM | 201 | 138 | 1204 | 4699 | unknown | [6 empty] | 40.21 | -79.7251 | 4688
235877 | 01ALLENPRT | PJM | 201 | 25 | 1204 | 4699 | unknown | [6 empty] | 40.21 | -79.7251 | 4688
235143 | 01BETHLB | PJM | 201 | 138 | 1204 | 4700 | unknown |  |  |  | 40.21 | -79.7251 | 4688 | 40.21 | -79.7251 | 4688
235919 | 01BETHELBO | PJM | 201 | 25 | 1204 | 4700 | unknown |  |  |  | 40.21 | -79.7251 | 4688 | 40.21 | -79.7251 | 4688
235147 | 01BREDNV | PJM | 201 | 138 | 1202 | 4701 | unknown
236210 | 01BREDINVL | PJM | 201 | 25 | 1202 | 4701 | unknown
235150 | 01BURMA | PJM | 201 | 138 | 1202 | 4702 | unknown | [5 empty] | 4692 |  |  | 4692
235151 | 01BURMA | PJM | 201 | 115 | 1202 | 4702 | unknown | [5 empty] | 4692 |  |  | 4692
236276 | 01BURMA | PJM | 201 | 25 | 1202 | 4702 | unknown | [5 empty] | 4692 |  |  | 4692
235152 | 01BUTLER | PJM | 201 | 138 | 1202 | 4703 | unknown |  |  |  | 40.8018 | -79.7961 | 4680 | 40.8018 | -79.7961 | 4680
235739 | 01BUTLER | PJM | 201 | 25 | 1202 | 4703 | unknown |  |  |  | 40.8018 | -79.7961 | 4680 | 40.8018 | -79.7961 | 4680
235156 | 01GANS | PJM | 201 | 138 | 1204 | 4704 | unknown
235615 | 01GANS 8 | PJM | 201 | 13.8 | 1202 | 4704 | unknown
235616 | 01GANS 9 | PJM | 201 | 13.8 | 1202 | 4704 | unknown
235157 | 01CARB | PJM | 201 | 138 | 1202 | 4705 | unknown | [8 empty] | 3335
235158 | 01CARB | PJM | 201 | 230 | 1202 | 4705 | unknown | [8 empty] | 3335
235159 | 01CARB J | PJM | 201 | 138 | 1202 | 4705 | unknown | [8 empty] | 3335
236776 | 01CARB CENTE | PJM | 201 | 46 | 1202 | 4705 | unknown | [8 empty] | 3335
235160 | 01CECIL | PJM | 201 | 138 | 1204 | 4706 | unknown
236115 | 01CECIL | PJM | 201 | 25 | 1204 | 4706 | unknown
235161 | 01CHARLR | PJM | 201 | 138 | 1204 | 4707 | unknown |  |  |  | 40.21 | -79.7251 | 4688 | 40.21 | -79.7251 | 4688
235872 | 01CHAR | PJM | 201 | 25 | 1204 | 4707 | unknown |  |  |  | 40.21 | -79.7251 | 4688 | 40.21 | -79.7251 | 4688
235163 | 01CLARN | PJM | 201 | 138 | 1202 | 4708 | unknown | [8 empty] | 4692
236278 | 01CLARION | PJM | 201 | 25 | 1202 | 4708 | unknown | [8 empty] | 4692
235165 | 01CONNLV | PJM | 201 | 138 | 1204 | 4709 | unknown | [6 empty] | 40.21 | -79.7251 | 4688
235977 | 01CONNELSV | PJM | 201 | 25 | 1204 | 4709 | unknown | [6 empty] | 40.21 | -79.7251 | 4688
235173 | 01EDGEWT | PJM | 201 | 138 | 1202 | 4710 | unknown
236469 | 01EDGEWATR | PJM | 201 | 25 | 1202 | 4710 | unknown
235174 | 01ELKO | PJM | 201 | 138 | 1202 | 4711 | unknown | [5 empty] | 3335 |  |  | 3335
235175 | 01ELKO | PJM | 201 | 230 | 1202 | 4711 | unknown | [5 empty] | 3335 |  |  | 3335
235176 | 01EMERLD | PJM | 201 | 138 | 1204 | 4712 | unknown
236376 | 01EMERALD | PJM | 201 | 25 | 1204 | 4712 | unknown
235177 | 01ENON | PJM | 201 | 138 | 1204 | 4713 | unknown
236097 | 01ENON | PJM | 201 | 25 | 1204 | 4713 | unknown
236342 | 01ENON | PJM | 201 | 69 | 1204 | 4713 | unknown
235179 | 01FAWN | PJM | 201 | 138 | 1202 | 4714 | unknown
235745 | 01FAWN | PJM | 201 | 25 | 1202 | 4714 | unknown
235181 | 01FEDLST | PJM | 201 | 138 | 1202 | 4715 | unknown |  |  |  | 40.5434 | -79.7676 | 4674 | 40.5434 | -79.7676 | 4674
235767 | 01FEDERL S | PJM | 201 | 25 | 1202 | 4715 | unknown |  |  |  | 40.5434 | -79.7676 | 4674 | 40.5434 | -79.7676 | 4674
235182 | 01FRANKL | PJM | 201 | 138 | 1204 | 4716 | unknown
236045 | 01FRANKLIN | PJM | 201 | 25 | 1204 | 4716 | unknown
235184 | 01GATESH | PJM | 201 | 138 | 1204 | 4717 | unknown
235899 | 01GATES HL | PJM | 201 | 25 | 1204 | 4717 | unknown
235185 | 01GOBAIN | PJM | 201 | 138 | 1202 | 4718 | unknown
235717 | 01GOBAIN | PJM | 201 | 25 | 1202 | 4718 | unknown
235186 | 01GORDON | PJM | 201 | 138 | 1204 | 4719 | unknown | [6 empty] | 40.21 | -79.7251 | 4688
236116 | 01GORDON | PJM | 201 | 25 | 1204 | 4719 | unknown | [6 empty] | 40.21 | -79.7251 | 4688
235187 | 01GRANDP | PJM | 201 | 138 | 1204 | 4720 | unknown
237331 | 01GRANDPOI | PJM | 201 | 69 | 1204 | 4720 | unknown
235188 | 01GREENE | PJM | 201 | 138 | 1204 | 4721 | unknown
237332 | 01GREENE | PJM | 201 | 69 | 1204 | 4721 | unknown
235189 | 01GUILFD | PJM | 201 | 138 | 1204 | 4722 | unknown
235723 | 01GUILF1 | PJM | 201 | 13.8 | 1202 | 4722 | unknown
235724 | 01GUILF2 | PJM | 201 | 13.8 | 1202 | 4722 | unknown
235725 | 01GLFNUG | PJM | 201 | 138 | 1204 | 4722 | unknown
237333 | 01GUILFORD | PJM | 201 | 69 | 1204 | 4722 | unknown
237421 | 01GUILFORD | PJM | 201 | 34.5 | 1204 | 4722 | unknown
237571 | 01CHAMBE5J | PJM | 201 | 34.5 | 1203 | 4722 | unknown
237782 | 01GUILFORDNO | PJM | 201 | 34.5 | 1203 | 4722 | unknown
235190 | 01HARWCK | PJM | 201 | 138 | 1202 | 4723 | unknown |  |  |  | 40.5434 | -79.7676 | 4674 | 40.5434 | -79.7676 | 4674
235715 | 01HARWICK | PJM | 201 | 25 | 1202 | 4723 | unknown |  |  |  | 40.5434 | -79.7676 | 4674 | 40.5434 | -79.7676 | 4674
235191 | 01HEMPFL | PJM | 201 | 138 | 1202 | 4724 | unknown
235907 | 01HEMPFLD | PJM | 201 | 25 | 1202 | 4724 | unknown
235193 | 01HOUSEV | PJM | 201 | 138 | 1202 | 4725 | unknown | [6 empty] | 40.5434 | -79.7676 | 4674
235688 | 01HOUSEV | PJM | 201 | 25 | 1202 | 4725 | unknown | [6 empty] | 40.5434 | -79.7676 | 4674
235194 | 01HOUSTN | PJM | 201 | 138 | 1204 | 4726 | unknown
236106 | 01HOUSTN A | PJM | 201 | 25 | 1202 | 4726 | unknown
236117 | 01HOUSTN B | PJM | 201 | 25 | 1204 | 4726 | unknown
235195 | 01HUNTDN | PJM | 201 | 138 | 1202 | 4727 | unknown |  |  |  | 40.5434 | -79.7676 | 4674 | 40.5434 | -79.7676 | 4674
235873 | 01HUNTINGD | PJM | 201 | 25 | 1202 | 4727 | unknown |  |  |  | 40.5434 | -79.7676 | 4674 | 40.5434 | -79.7676 | 4674
235196 | 01IRONBG | PJM | 201 | 138 | 1204 | 4728 | unknown
235953 | 01IRON BRG | PJM | 201 | 25 | 1204 | 4728 | unknown
235197 | 01KARNSC | PJM | 201 | 138 | 1202 | 4729 | unknown | [6 empty] | 40.8018 | -79.7961 | 4680
236238 | 01KARNS C | PJM | 201 | 25 | 1202 | 4729 | unknown | [6 empty] | 40.8018 | -79.7961 | 4680
236290 | 01REA T2 | PJM | 201 | 25 | 1202 | 4729 | unknown | [6 empty] | 40.8018 | -79.7961 | 4680
236292 | 01REA | PJM | 201 | 25 | 1202 | 4729 | unknown | [6 empty] | 40.8018 | -79.7961 | 4680
235198 | 01KEISTR | PJM | 201 | 138 | 1202 | 4730 | unknown
235700 | 01KEISTERS | PJM | 201 | 25 | 1204 | 4730 | unknown
235202 | 01KISKIV | PJM | 201 | 138 | 1202 | 4731 | unknown
235834 | 01KISKI VA | PJM | 201 | 25 | 1202 | 4731 | unknown
235204 | 01KITTAN | PJM | 201 | 138 | 1202 | 4732 | unknown | [5 empty] | 4692 |  |  | 4692
235865 | 01KITTAN | PJM | 201 | 25 | 1202 | 4732 | unknown | [5 empty] | 4692 |  |  | 4692
235212 | 01LOYALH1 | PJM | 201 | 138 | 1202 | 4733 | unknown
235617 | 01LOYALH2 | PJM | 201 | 138 | 1202 | 4733 | unknown
235976 | 01LOYALHAN | PJM | 201 | 25 | 1202 | 4733 | unknown
236550 | 01LOY25FUR | PJM | 201 | 25 | 1202 | 4733 | unknown
235213 | 01LUXOR | PJM | 201 | 138 | 1202 | 4734 | unknown
235789 | 01LUXOR | PJM | 201 | 25 | 1202 | 4734 | unknown
235217 | 01MCCONL | PJM | 201 | 138 | 1204 | 4735 | unknown
236684 | 01MCCONNEL | PJM | 201 | 34.5 | 1204 | 4735 | unknown
235219 | 01MILESB | PJM | 201 | 230 | 1202 | 4736 | unknown
236745 | 01MILESBG | PJM | 201 | 46 | 1202 | 4736 | unknown
235223 | 01NECEST | PJM | 201 | 138 | 1204 | 4737 | unknown
235890 | 01NECESS | PJM | 201 | 25 | 1204 | 4737 | unknown
235229 | 01PAPERC | PJM | 201 | 138 | 1202 | 4738 | unknown
236763 | 01PAPER C | PJM | 201 | 46 | 1202 | 4738 | unknown
235232 | 01PETERS | PJM | 201 | 138 | 1204 | 4739 | unknown
235969 | 01PETERS | PJM | 201 | 25 | 1204 | 4739 | unknown
235234 | 01POTTER | PJM | 201 | 115 | 1202 | 4740 | unknown | [8 empty] | 3405
236786 | 01CONEV J1 | PJM | 201 | 46 | 1202 | 4740 | unknown | [8 empty] | 3405
236789 | 01CONEV J | PJM | 201 | 46 | 1202 | 4740 | unknown | [8 empty] | 3405
236796 | 01POTTER | PJM | 201 | 46 | 1202 | 4740 | unknown | [8 empty] | 3405
237021 | AB1-082 TAP | PJM | 201 | 46 | 1202 | 4740 | unknown | [8 empty] | 3405
235236 | 01QUEHAN | PJM | 201 | 230 | 1202 | 4741 | unknown | [8 empty] | 3335
236732 | 01QUEHANNA | PJM | 201 | 46 | 1202 | 4741 | unknown | [8 empty] | 3335
235237 | 01RIDGWY | PJM | 201 | 138 | 1202 | 4742 | unknown | [8 empty] | 3335
236760 | 01RIDGWAY | PJM | 201 | 46 | 1202 | 4742 | unknown | [8 empty] | 3335
235241 | 01SALTSB | PJM | 201 | 138 | 1202 | 4743 | unknown
235794 | 01SALTSBRG | PJM | 201 | 25 | 1202 | 4743 | unknown
235248 | 01SHINGL | PJM | 201 | 230 | 1202 | 4744 | unknown | [5 empty] | 3335 |  |  | 3335
236711 | 01SHINGLTN | PJM | 201 | 46 | 1202 | 4744 | unknown | [5 empty] | 3335 |  |  | 3335
235250 | 01SMITH | PJM | 201 | 138 | 1204 | 4745 | unknown |  |  |  | 40.4534 | -80.5724 | 4852 | 40.4534 | -80.5724 | 4852
235665 | 01SMITH 3 | PJM | 201 | 25 | 1204 | 4745 | unknown |  |  |  | 40.4534 | -80.5724 | 4852 | 40.4534 | -80.5724 | 4852
236114 | 01SMITH | PJM | 201 | 25 | 1204 | 4745 | unknown |  |  |  | 40.4534 | -80.5724 | 4852 | 40.4534 | -80.5724 | 4852
235253 | 01SOCIAL | PJM | 201 | 138 | 1202 | 4746 | unknown
235973 | 01SOCIAL H | PJM | 201 | 25 | 1202 | 4746 | unknown
235261 | 01VANCEV | PJM | 201 | 138 | 1204 | 4747 | unknown | [6 empty] | 40.21 | -79.7251 | 4688
236071 | 01VANCEVL | PJM | 201 | 25 | 1204 | 4747 | unknown | [6 empty] | 40.21 | -79.7251 | 4688
235262 | 01VANDRG | PJM | 201 | 138 | 1202 | 4748 | unknown
235833 | 01VANDERGR | PJM | 201 | 25 | 1202 | 4748 | unknown
235264 | 01VASC | PJM | 201 | 138 | 1202 | 4749 | unknown
235975 | 01VASCO | PJM | 201 | 25 | 1202 | 4749 | unknown
235266 | 01WALTZM | PJM | 201 | 138 | 1202 | 4750 | unknown
235891 | 01WALTZ ML | PJM | 201 | 25 | 1202 | 4750 | unknown
235267 | 01WARFOR | PJM | 201 | 138 | 1204 | 4751 | unknown
236686 | 01WARFORDS | PJM | 201 | 34.5 | 1204 | 4751 | unknown
235268 | 01WASH | PJM | 201 | 138 | 1204 | 4752 | unknown
236029 | 01WASH | PJM | 201 | 25 | 1204 | 4752 | unknown
235271 | 01WWAYNE | PJM | 201 | 138 | 1204 | 4753 | unknown
237553 | 01W.WAYNES | PJM | 201 | 34.5 | 1204 | 4753 | unknown
235272 | 01WHITLY | PJM | 201 | 138 | 1204 | 4754 | unknown |  |  |  | 39.7405 | -80.0327 | 4686 | 39.7405 | -80.0327 | 4686
236021 | 01WHITELEY | PJM | 201 | 25 | 1204 | 4754 | unknown |  |  |  | 39.7405 | -80.0327 | 4686 | 39.7405 | -80.0327 | 4686
235273 | 01WHITEV | PJM | 201 | 138 | 1202 | 4755 | unknown
235902 | 01WHITE VL | PJM | 201 | 25 | 1202 | 4755 | unknown
235274 | 01WOODLD | PJM | 201 | 138 | 1202 | 4756 | unknown |  |  |  | 40.8018 | -79.7961 | 4680 | 40.8018 | -79.7961 | 4680
236236 | 01WOODLAND | PJM | 201 | 25 | 1202 | 4756 | unknown |  |  |  | 40.8018 | -79.7961 | 4680 | 40.8018 | -79.7961 | 4680
235275 | 01WYCOFF | PJM | 201 | 138 | 1204 | 4757 | unknown
235965 | 01WYCOFF | PJM | 201 | 25 | 1204 | 4757 | unknown
235276 | 01YOUNGW | PJM | 201 | 138 | 1202 | 4758 | unknown |  |  |  | 40.21 | -79.7251 | 4688 | 40.21 | -79.7251 | 4688
235940 | 01YOUNGWD | PJM | 201 | 25 | 1202 | 4758 | unknown |  |  |  | 40.21 | -79.7251 | 4688 | 40.21 | -79.7251 | 4688
235292 | 01ARROYO | PJM | 201 | 138 | 1201 | 4759 | unknown |  |  |  | 40.4534 | -80.5724 | 4852 | 40.4534 | -80.5724 | 4852
235293 | 01ARROYJ | PJM | 201 | 138 | 1201 | 4759 | unknown |  |  |  | 40.4534 | -80.5724 | 4852 | 40.4534 | -80.5724 | 4852
237173 | 01ARROY | PJM | 201 | 25 | 1201 | 4759 | unknown |  |  |  | 40.4534 | -80.5724 | 4852 | 40.4534 | -80.5724 | 4852
235295 | 01BACKFK | PJM | 201 | 138 | 1201 | 4760 | unknown
236955 | 01BACK FRK | PJM | 201 | 23 | 1201 | 4760 | unknown
235296 | 01BAYS | PJM | 201 | 138 | 1201 | 4761 | unknown
237258 | 01BAYS | PJM | 201 | 66 | 1201 | 4761 | unknown
235307 | 01BUCKHN | PJM | 201 | 138 | 1201 | 4762 | unknown
237278 | 01BUCKHAN | PJM | 201 | 66 | 1201 | 4762 | unknown
235311 | 01CARNEG | PJM | 201 | 138 | 1201 | 4763 | unknown | [5 empty] | 5153 |  |  | 5153
237145 | 01CARNEGIE | PJM | 201 | 25 | 1201 | 4763 | unknown | [5 empty] | 5153 |  |  | 5153
235312 | 01CHESAP | PJM | 201 | 138 | 1201 | 4764 | unknown
236876 | 01CHESAPKE | PJM | 201 | 23 | 1201 | 4764 | unknown
235313 | 01BACKBONEMT | PJM | 201 | 138 | 1201 | 4765 | unknown |  |  |  | 39.1722 | -79.4907 | 4800 | 39.1722 | -79.4907 | 4800
235625 | 01BACKB | PJM | 201 | 34.5 | 1201 | 4765 | unknown |  |  |  | 39.1722 | -79.4907 | 4800 | 39.1722 | -79.4907 | 4800
235316 | 01COWEN | PJM | 201 | 138 | 1201 | 4766 | unknown
236960 | 01COWEN | PJM | 201 | 23 | 1201 | 4766 | unknown
235317 | 01CRAIGV | PJM | 201 | 138 | 1201 | 4767 | unknown
236962 | 01CRAIGSV | PJM | 201 | 23 | 1201 | 4767 | unknown
235318 | 01CRUPRN | PJM | 201 | 138 | 1201 | 4768 | unknown
236963 | 01CRUPPRN | PJM | 201 | 23 | 1201 | 4768 | unknown
235322 | 01DURBIN | PJM | 201 | 138 | 1201 | 4769 | unknown
237240 | 01DURBIN | PJM | 201 | 66 | 1201 | 4769 | unknown
235323 | 01EASTRN | PJM | 201 | 138 | 1201 | 4770 | unknown
236877 | 01E RUN | PJM | 201 | 23 | 1201 | 4770 | unknown
235324 | 01EDGELN | PJM | 201 | 138 | 1201 | 4771 | unknown |  |  |  | 39.3446 | -81.3087 | 4678 | 39.3446 | -81.3087 | 4678
237254 | 01EDGELAWN | PJM | 201 | 66 | 1201 | 4771 | unknown |  |  |  | 39.3446 | -81.3087 | 4678 | 39.3446 | -81.3087 | 4678
235330 | 01EVERSN | PJM | 201 | 138 | 1201 | 4772 | unknown
236878 | 01EVERSON | PJM | 201 | 23 | 1201 | 4772 | unknown
235331 | 01FAIRVW | PJM | 201 | 138 | 1201 | 4773 | unknown
236880 | 01FAIRVIEW | PJM | 201 | 23 | 1201 | 4773 | unknown
235333 | 01GILBOA | PJM | 201 | 138 | 1201 | 4774 | unknown
236967 | 01GILBOA | PJM | 201 | 23 | 1201 | 4774 | unknown
235334 | 01GLENFL | PJM | 201 | 138 | 1201 | 4775 | known |  | 39.3054 | -80.3389
236861 | 01GLEN FAL | PJM | 201 | 23 | 1201 | 4775 | known
235336 | 01GOFFRN | PJM | 201 | 138 | 1201 | 4776 | unknown | [6 empty] | 39.3446 | -81.3087 | 4678
237197 | 01GOFF RUN | PJM | 201 | 34.5 | 1201 | 4776 | unknown | [6 empty] | 39.3446 | -81.3087 | 4678
235342 | 01BRKHVN | PJM | 201 | 138 | 1201 | 4777 | unknown
237114 | 01BROOKHAVEN | PJM | 201 | 23 | 1201 | 4777 | unknown
235345 | 01HINTON | PJM | 201 | 138 | 1205 | 4778 | unknown
237222 | 01HINTON2 | PJM | 201 | 46 | 1205 | 4778 | unknown
242668 | 05HINTON | PJM | 205 | 138 | 1250 | 4778 | unknown
235346 | 01RONCVRT | PJM | 201 | 138 | 1205 | 4779 | unknown
237227 | 01RONCEV3 | PJM | 201 | 46 | 1205 | 4779 | unknown
237233 | 01RONCEV5 | PJM | 201 | 46 | 1205 | 4779 | unknown
242777 | 05RONCVR | PJM | 205 | 138 | 1250 | 4779 | unknown
235357 | 01LAMBRT | PJM | 201 | 138 | 1201 | 4780 | unknown
236943 | 01LAMBRT | PJM | 201 | 23 | 1201 | 4780 | unknown
235360 | 01LINWD | PJM | 201 | 138 | 1201 | 4781 | unknown
237198 | 01LINWOOD | PJM | 201 | 34.5 | 1201 | 4781 | unknown
237243 | 01LINWOOD | PJM | 201 | 66 | 1201 | 4781 | unknown
235362 | 01LOUGHL | PJM | 201 | 138 | 1201 | 4782 | unknown
237244 | 01LOUGHS L | PJM | 201 | 66 | 1201 | 4782 | unknown
235363 | 01MAHNSL | PJM | 201 | 138 | 1201 | 4783 | unknown | [5 empty] | 5153 |  |  | 5153
237155 | 01MAHAN LN | PJM | 201 | 25 | 1201 | 4783 | unknown | [5 empty] | 5153 |  |  | 5153
235372 | 01MIRACL | PJM | 201 | 138 | 1201 | 4784 | unknown
236890 | 01MIRACL R | PJM | 201 | 23 | 1201 | 4784 | unknown
235376 | 01NETTIE | PJM | 201 | 138 | 1201 | 4785 | unknown
236974 | 01NETTIE | PJM | 201 | 23 | 1201 | 4785 | unknown
235381 | 01OSAGE | PJM | 201 | 138 | 1201 | 4786 | unknown |  |  |  | 39.7405 | -80.0327 | 4686 | 39.7405 | -80.0327 | 4686
236919 | 01OSAGE | PJM | 201 | 23 | 1201 | 4786 | unknown |  |  |  | 39.7405 | -80.0327 | 4686 | 39.7405 | -80.0327 | 4686
235383 | 01PARKER | PJM | 201 | 138 | 1201 | 4787 | unknown
236945 | 01PARKERSB | PJM | 201 | 23 | 1201 | 4787 | unknown
235389 | 01POWELM | PJM | 201 | 138 | 1201 | 4788 | unknown
236979 | 01POWEL MT | PJM | 201 | 23 | 1201 | 4788 | unknown
235390 | 01PRICEH | PJM | 201 | 138 | 1201 | 4789 | unknown |  |  |  | 39.351 | -80.0647 | 4687 | 39.351 | -80.0647 | 4687
236920 | 01PRICE HL | PJM | 201 | 23 | 1201 | 4789 | unknown |  |  |  | 39.351 | -80.0647 | 4687 | 39.351 | -80.0647 | 4687
235393 | 01RCHWDH_SVC | PJM | 201 | 22 | 1201 | 4790 | unknown
235394 | 01RICHWOODH | PJM | 201 | 138 | 1201 | 4790 | unknown
235400 | 01SENECA | PJM | 201 | 138 | 1201 | 4791 | unknown
237192 | 01SENECA C | PJM | 201 | 34.5 | 1201 | 4791 | unknown
235401 | 01LEAD_W2_57 | PJM | 201 | 13.8 | 1201 | 4792 | unknown
237509 | 01LEADSVILLE | PJM | 201 | 138 | 1201 | 4792 | unknown
237510 | 01LEADSVILLE | PJM | 201 | 34.5 | 1201 | 4792 | unknown
237511 | 01LEADS_P59 | PJM | 201 | 0.69 | 1201 | 4792 | unknown
235403 | 01SNWYCK | PJM | 201 | 138 | 1201 | 4793 | unknown
237273 | 01SNOW C | PJM | 201 | 66 | 1201 | 4793 | unknown
235409 | 01STONYR | PJM | 201 | 138 | 1201 | 4794 | unknown |  |  |  | 39.351 | -80.0647 | 4687 | 39.351 | -80.0647 | 4687
236896 | 01STONY RD | PJM | 201 | 23 | 1201 | 4794 | unknown |  |  |  | 39.351 | -80.0647 | 4687 | 39.351 | -80.0647 | 4687
235412 | 01SUTTNH | PJM | 201 | 138 | 1201 | 4795 | unknown
237289 | 01SUTTN H | PJM | 201 | 66 | 1201 | 4795 | unknown
235414 | 01TRISSL | PJM | 201 | 138 | 1201 | 4796 | unknown |  |  |  | 39.3446 | -81.3087 | 4678 | 39.3446 | -81.3087 | 4678
235808 | 01TRSLER | PJM | 201 | 23 | 1201 | 4796 | unknown |  |  |  | 39.3446 | -81.3087 | 4678 | 39.3446 | -81.3087 | 4678
235416 | 01UNIONR | PJM | 201 | 138 | 1201 | 4797 | unknown |  |  |  | 39.351 | -80.0647 | 4687 | 39.351 | -80.0647 | 4687
236872 | 01UNION RD | PJM | 201 | 23 | 1201 | 4797 | unknown |  |  |  | 39.351 | -80.0647 | 4687 | 39.351 | -80.0647 | 4687
235418 | 01WASHMP | PJM | 201 | 138 | 1201 | 4798 | unknown
236949 | 01WASH | PJM | 201 | 23 | 1201 | 4798 | unknown
235421 | 01WEIRTN | PJM | 201 | 138 | 1201 | 4799 | unknown |  |  |  | 40.4534 | -80.5724 | 4852 | 40.4534 | -80.5724 | 4852
237140 | 01WEIRTON | PJM | 201 | 25 | 1201 | 4799 | unknown |  |  |  | 40.4534 | -80.5724 | 4852 | 40.4534 | -80.5724 | 4852
235427 | 01WILLIM | PJM | 201 | 138 | 1201 | 4800 | known |  | 39.1722 | -79.4907
237276 | 01WILLIAM | PJM | 201 | 66 | 1201 | 4800 | known
235428 | 01WINDSR | PJM | 201 | 138 | 1201 | 4801 | unknown | [6 empty] | 40.0219 | -80.8067 | 5175
237152 | 01WINDSOR | PJM | 201 | 25 | 1201 | 4801 | unknown | [6 empty] | 40.0219 | -80.8067 | 5175
235432 | 01WALDORN | PJM | 201 | 138 | 1201 | 4802 | unknown | [5 empty] | 4676 |  |  | 4676
235811 | 01WALDRN_SVC | PJM | 201 | 17 | 1201 | 4802 | unknown | [5 empty] | 4676 |  |  | 4676
235433 | 01WVU | PJM | 201 | 138 | 1201 | 4803 | unknown | [6 empty] | 39.7405 | -80.0327 | 4686
236000 | 01WVU | PJM | 201 | 13.8 | 1201 | 4803 | unknown | [6 empty] | 39.7405 | -80.0327 | 4686
235443 | 01ANTITM | PJM | 201 | 138 | 1203 | 4804 | unknown
237349 | 01ANTIETAM | PJM | 201 | 34.5 | 1203 | 4804 | unknown
235448 | 01BOONES | PJM | 201 | 138 | 1203 | 4805 | unknown | [6 empty] | 39.5156 | -77.9176 | 4677
235544 | 01BOONES | PJM | 201 | 230 | 1203 | 4805 | unknown | [6 empty] | 39.5156 | -77.9176 | 4677
237361 | 01BOONSBRO | PJM | 201 | 34.5 | 1203 | 4805 | unknown | [6 empty] | 39.5156 | -77.9176 | 4677
235449 | 01CARLOS | PJM | 201 | 138 | 1203 | 4806 | unknown |  |  |  | 39.6302 | -78.7835 | 4835 | 39.6302 | -78.7835 | 4835
237366 | 01CARLOS | PJM | 201 | 34.5 | 1203 | 4806 | unknown |  |  |  | 39.6302 | -78.7835 | 4835 | 39.6302 | -78.7835 | 4835
235450 | 01CARROL | PJM | 201 | 138 | 1203 | 4807 | unknown
235451 | 01CARROL | PJM | 201 | 230 | 1203 | 4807 | unknown
237367 | 01CARROLL | PJM | 201 | 34.5 | 1203 | 4807 | unknown
235452 | 01CATOCT | PJM | 201 | 138 | 1203 | 4808 | unknown
237324 | 01CATOC230 | PJM | 201 | 230 | 1203 | 4808 | unknown
237369 | 01CATOCTIN | PJM | 201 | 34.5 | 1203 | 4808 | unknown
235453 | 01CHERYR | PJM | 201 | 138 | 1203 | 4809 | unknown
237374 | 01CHERRYRN | PJM | 201 | 34.5 | 1203 | 4809 | unknown
235454 | 01CUMBRL | PJM | 201 | 138 | 1203 | 4810 | unknown |  |  |  | 39.6302 | -78.7835 | 4835 | 39.6302 | -78.7835 | 4835
237387 | 01CUMBRLND | PJM | 201 | 34.5 | 1203 | 4810 | unknown |  |  |  | 39.6302 | -78.7835 | 4835 | 39.6302 | -78.7835 | 4835
235455 | 01DAMASC | PJM | 201 | 230 | 1203 | 4811 | unknown
237781 | 01DAMASCUS | PJM | 201 | 34.5 | 1203 | 4811 | unknown
235456 | 01AQUEDT | PJM | 201 | 230 | 1203 | 4812 | unknown |  |  |  | 39.2964 | -77.5148 | 4681 | 39.2964 | -77.5148 | 4681
237350 | 01AQUEDUCT | PJM | 201 | 34.5 | 1203 | 4812 | unknown |  |  |  | 39.2964 | -77.5148 | 4681 | 39.2964 | -77.5148 | 4681
235466 | 01FREDRK | PJM | 201 | 230 | 1203 | 4813 | unknown | [6 empty] | 39.2964 | -77.5148 | 4681
237405 | 01FREDRICK | PJM | 201 | 34.5 | 1203 | 4813 | unknown | [6 empty] | 39.2964 | -77.5148 | 4681
235467 | 01FRNCHM | PJM | 201 | 138 | 1203 | 4814 | unknown | [6 empty] | 39.4998 | -78.9161 | 4679
237406 | 01FRENCH A | PJM | 201 | 34.5 | 1203 | 4814 | unknown | [6 empty] | 39.4998 | -78.9161 | 4679
237578 | 01FRENCH B | PJM | 201 | 34.5 | 1203 | 4814 | unknown | [6 empty] | 39.4998 | -78.9161 | 4679
235469 | 01GARRET | PJM | 201 | 138 | 1203 | 4815 | unknown | [6 empty] | 39.6302 | -78.7835 | 4835
235470 | 01GARRET | PJM | 201 | 115 | 1203 | 4815 | unknown | [6 empty] | 39.6302 | -78.7835 | 4835
237410 | 01GARRETT | PJM | 201 | 34.5 | 1203 | 4815 | unknown | [6 empty] | 39.6302 | -78.7835 | 4835
235472 | 01MONOCY_SVC | PJM | 201 | 13.5 | 1203 | 4816 | unknown |  |  |  | 39.2964 | -77.5148 | 4681 | 39.2964 | -77.5148 | 4681
235487 | 01MONOCY | PJM | 201 | 138 | 1203 | 4816 | unknown |  |  |  | 39.2964 | -77.5148 | 4681 | 39.2964 | -77.5148 | 4681
235488 | 01MONOCY | PJM | 201 | 230 | 1203 | 4816 | unknown |  |  |  | 39.2964 | -77.5148 | 4681 | 39.2964 | -77.5148 | 4681
237461 | 01MONOCACY | PJM | 201 | 34.5 | 1203 | 4816 | unknown |  |  |  | 39.2964 | -77.5148 | 4681 | 39.2964 | -77.5148 | 4681
235475 | 01HALFWY | PJM | 201 | 138 | 1203 | 4817 | unknown | [6 empty] | 39.5156 | -77.9176 | 4677
237568 | 01HALFWAY | PJM | 201 | 34.5 | 1203 | 4817 | unknown | [6 empty] | 39.5156 | -77.9176 | 4677
235476 | 01HARDY | PJM | 201 | 138 | 1203 | 4818 | unknown | [6 empty] | 39.4998 | -78.9161 | 4679
237426 | 01HARDY | PJM | 201 | 34.5 | 1203 | 4818 | unknown | [6 empty] | 39.4998 | -78.9161 | 4679
235477 | 01INWOOD | PJM | 201 | 138 | 1203 | 4819 | unknown
237567 | 01INWOOD | PJM | 201 | 34.5 | 1203 | 4819 | unknown
235478 | 01JENING | PJM | 201 | 138 | 1203 | 4820 | unknown
237435 | 01JENNINGS | PJM | 201 | 34.5 | 1203 | 4820 | unknown
235479 | 01JUNCTN | PJM | 201 | 138 | 1203 | 4821 | unknown |  |  |  | 39.4998 | -78.9161 | 4679 | 39.4998 | -78.9161 | 4679
237437 | 01JUNCTION | PJM | 201 | 34.5 | 1203 | 4821 | unknown |  |  |  | 39.4998 | -78.9161 | 4679 | 39.4998 | -78.9161 | 4679
235481 | 01LIMEKN | PJM | 201 | 230 | 1203 | 4822 | unknown |  |  |  | 39.2964 | -77.5148 | 4681 | 39.2964 | -77.5148 | 4681
237446 | 01LIMEKILN | PJM | 201 | 34.5 | 1203 | 4822 | unknown |  |  |  | 39.2964 | -77.5148 | 4681 | 39.2964 | -77.5148 | 4681
235482 | 01MCCAIN | PJM | 201 | 230 | 1203 | 4823 | unknown | [6 empty] | 39.2964 | -77.5148 | 4681
237456 | 01MCCAIN | PJM | 201 | 34.5 | 1203 | 4823 | unknown | [6 empty] | 39.2964 | -77.5148 | 4681
235486 | 01MILLVL | PJM | 201 | 138 | 1203 | 4824 | unknown |  |  |  | 39.1599 | -78.008 | 4830 | 39.1599 | -78.008 | 4830
237459 | 01MILLVILE | PJM | 201 | 34.5 | 1203 | 4824 | unknown |  |  |  | 39.1599 | -78.008 | 4830 | 39.1599 | -78.008 | 4830
235489 | 01MONTGY | PJM | 201 | 230 | 1203 | 4825 | unknown | [6 empty] | 39.2964 | -77.5148 | 4681
237462 | 01MONTGMRY | PJM | 201 | 34.5 | 1203 | 4825 | unknown | [6 empty] | 39.2964 | -77.5148 | 4681
235490 | 01MORGAN | PJM | 201 | 138 | 1203 | 4826 | unknown
237463 | 01MORGAN | PJM | 201 | 34.5 | 1203 | 4826 | unknown
237464 | 01MORGNHVD | PJM | 201 | 34.5 | 1203 | 4826 | unknown
235491 | 01MTAIRY | PJM | 201 | 230 | 1203 | 4827 | unknown
237466 | 01MT.AIRY | PJM | 201 | 34.5 | 1203 | 4827 | unknown
235495 | 01NPETER | PJM | 201 | 138 | 1203 | 4828 | unknown
237469 | 01N PETE A | PJM | 201 | 34.5 | 1203 | 4828 | unknown
237581 | 01N PETE B | PJM | 201 | 34.5 | 1203 | 4828 | unknown
235496 | 01NSHEND | PJM | 201 | 138 | 1203 | 4829 | unknown
237090 | AD1-085 COL1 | PJM | 201 | 34.5 | 1202 | 4829 | unknown
314809 | 3N SHEND | PJM | 345 | 115 | 364 | 4829 | unknown
235498 | 01OCHAPL | PJM | 201 | 138 | 1203 | 4830 | known |  | 39.1599 | -78.008
237475 | 01OLDCHAPL | PJM | 201 | 34.5 | 1203 | 4830 | known
235499 | 01OPEQUN | PJM | 201 | 138 | 1203 | 4831 | unknown |  |  |  | 39.5156 | -77.9176 | 4677 | 39.5156 | -77.9176 | 4677
237477 | 01OPEQUON | PJM | 201 | 34.5 | 1203 | 4831 | unknown |  |  |  | 39.5156 | -77.9176 | 4677 | 39.5156 | -77.9176 | 4677
235501 | 01PARRN | PJM | 201 | 138 | 1203 | 4832 | unknown | [6 empty] | 39.4998 | -78.9161 | 4679
237483 | 01PARR RUN | PJM | 201 | 34.5 | 1203 | 4832 | unknown | [6 empty] | 39.4998 | -78.9161 | 4679
235502 | 01REDBUD | PJM | 201 | 138 | 1203 | 4833 | unknown
237494 | 01REDBUD | PJM | 201 | 34.5 | 1203 | 4833 | unknown
235503 | 01REID | PJM | 201 | 138 | 1203 | 4834 | unknown | [6 empty] | 39.5156 | -77.9176 | 4677
237495 | 01REID | PJM | 201 | 34.5 | 1203 | 4834 | unknown | [6 empty] | 39.5156 | -77.9176 | 4677
235504 | 01RIDGLY | PJM | 201 | 138 | 1203 | 4835 | known |  | 39.6302 | -78.7835
237498 | 01RIDGL#1 | PJM | 201 | 34.5 | 1203 | 4835 | known
237499 | 01RIDGL#2 | PJM | 201 | 34.5 | 1203 | 4835 | known
235505 | 01RINGLD | PJM | 201 | 138 | 1203 | 4836 | unknown |  |  |  | 40.0438 | -77.6175 | 6057 | 40.0438 | -77.6175 | 6057
235506 | 01RINGLD | PJM | 201 | 230 | 1203 | 4836 | unknown |  |  |  | 40.0438 | -77.6175 | 6057 | 40.0438 | -77.6175 | 6057
235513 | 01STRASB | PJM | 201 | 138 | 1203 | 4837 | unknown |  |  |  | 39.058 | -78.2543 | 4685 | 39.058 | -78.2543 | 4685
237537 | 01STRASBRG | PJM | 201 | 34.5 | 1203 | 4837 | unknown |  |  |  | 39.058 | -78.2543 | 4685 | 39.058 | -78.2543 | 4685
235518 | 01WESTVA | PJM | 201 | 138 | 1203 | 4838 | unknown | [6 empty] | 39.4998 | -78.9161 | 4679
235520 | 01WVACO_S38 | PJM | 201 | 13.8 | 1203 | 4838 | unknown | [6 empty] | 39.4998 | -78.9161 | 4679
235521 | 01NMARKT | PJM | 201 | 230 | 1203 | 4839 | unknown
235524 | 01NEWMARKET | PJM | 201 | 34.5 | 1203 | 4839 | unknown
235526 | 01WR_AA1-100 | PJM | 201 | 138 | 1203 | 4840 | known |  | 39.5935 | -78.7538
236001 | 01WARRIOR RN | PJM | 201 | 18 | 1203 | 4840 | known
235528 | 01TWNRDG_COL | PJM | 201 | 34.5 | 1203 | 4841 | unknown
235529 | 01TWINRIDGE | PJM | 201 | 138 | 1203 | 4841 | unknown
235530 | 01TR_U2-073A | PJM | 201 | 0.575 | 1203 | 4841 | unknown
235531 | 01TR_U2-073B | PJM | 201 | 0.575 | 1203 | 4841 | unknown
235534 | 01SLEEPH | PJM | 201 | 138 | 1203 | 4842 | unknown | [6 empty] | 39.1599 | -78.008 | 4830
237527 | 01SLEEPY H | PJM | 201 | 34.5 | 1203 | 4842 | unknown | [6 empty] | 39.1599 | -78.008 | 4830
235537 | 01BAKER | PJM | 201 | 138 | 1203 | 4843 | unknown
237352 | 01BAKER | PJM | 201 | 34.5 | 1203 | 4843 | unknown
237605 | 01GCMULC T | PJM | 201 | 34.5 | 1203 | 4843 | unknown
235540 | 01KEARNY | PJM | 201 | 138 | 1203 | 4844 | unknown | [6 empty] | 39.5156 | -77.9176 | 4677
237438 | 01KEARNEYS | PJM | 201 | 34.5 | 1203 | 4844 | unknown | [6 empty] | 39.5156 | -77.9176 | 4677
235546 | 01EAGLE | PJM | 201 | 138 | 1203 | 4845 | unknown |  |  |  | 39.5156 | -77.9176 | 4677 | 39.5156 | -77.9176 | 4677
237392 | 01EAGLE | PJM | 201 | 34.5 | 1203 | 4845 | unknown |  |  |  | 39.5156 | -77.9176 | 4677 | 39.5156 | -77.9176 | 4677
235555 | 01GRANT | PJM | 201 | 13.8 | 1201 | 4846 | unknown
235556 | 01GRANT | PJM | 201 | 138 | 1201 | 4846 | unknown
235558 | 01SHORTG | PJM | 201 | 138 | 1203 | 4847 | unknown |  |  |  | 39.4998 | -78.9161 | 4679 | 39.4998 | -78.9161 | 4679
237583 | 01SHORT GP | PJM | 201 | 34.5 | 1203 | 4847 | unknown |  |  |  | 39.4998 | -78.9161 | 4679 | 39.4998 | -78.9161 | 4679
235561 | 01NIPETN | PJM | 201 | 138 | 1203 | 4848 | unknown |  |  |  | 39.5156 | -77.9176 | 4677 | 39.5156 | -77.9176 | 4677
237473 | 01NIPETOWN | PJM | 201 | 34.5 | 1203 | 4848 | unknown |  |  |  | 39.5156 | -77.9176 | 4677 | 39.5156 | -77.9176 | 4677
235588 | 01PLEAS1 | PJM | 201 | 500 | 1201 | 4849 | unknown |  |  |  | 39.3446 | -81.3087 | 4678 | 39.3446 | -81.3087 | 4678
235590 | 01PLEAS1 | PJM | 201 | 26 | 1201 | 4849 | unknown |  |  |  | 39.3446 | -81.3087 | 4678 | 39.3446 | -81.3087 | 4678
235589 | 01PLEAS2 | PJM | 201 | 500 | 1201 | 4850 | unknown |  |  |  | 39.3446 | -81.3087 | 4678 | 39.3446 | -81.3087 | 4678
235591 | 01PLEAS2 | PJM | 201 | 26 | 1201 | 4850 | unknown |  |  |  | 39.3446 | -81.3087 | 4678 | 39.3446 | -81.3087 | 4678
235606 | 01JOFFRE | PJM | 201 | 138 | 1202 | 4851 | unknown | [6 empty] | 40.4534 | -80.5724 | 4852
235609 | 01JOFFRE_SVC | PJM | 201 | 20 | 1202 | 4851 | unknown | [6 empty] | 40.4534 | -80.5724 | 4852
235703 | 01WYLIE R | PJM | 201 | 500 | 1201 | 4852 | known |  | 40.4534 | -80.5724
235707 | 01WYLIE R | PJM | 201 | 345 | 1201 | 4852 | known |  | 40.4543 | -80.5699
235710 | 01WYLIE R | PJM | 201 | 138 | 1201 | 4852 | known
235709 | 01SQUAB_SVC | PJM | 201 | 24 | 1202 | 4853 | unknown | [8 empty] | 3335
235971 | 01SQUABHLLW | PJM | 201 | 230 | 1202 | 4853 | unknown | [8 empty] | 3335
235972 | 01SQUABHLLW | PJM | 201 | 138 | 1202 | 4853 | unknown | [8 empty] | 3335
235755 | 01RONCO1 | PJM | 201 | 18 | 1202 | 4854 | known |  | 39.8608 | -79.9163
235756 | 01RONCO2 | PJM | 201 | 18 | 1202 | 4854 | known |  | 39.8608 | -79.9163
235757 | 01RONCO3 | PJM | 201 | 18 | 1202 | 4854 | known |  | 39.8608 | -79.9163
235774 | 01RONCO | PJM | 201 | 500 | 1204 | 4854 | known |  | 39.8608 | -79.9163
235776 | 01AL DAM5 | PJM | 201 | 4.16 | 1202 | 4855 | unknown
236610 | 01AL DAM5 | PJM | 201 | 25 | 1202 | 4855 | unknown
235780 | 01BEECHRIDGE | PJM | 201 | 0.69 | 1201 | 4856 | unknown
235817 | 01BEECHRIDGE | PJM | 201 | 138 | 1201 | 4856 | unknown
235818 | 01BEECHRIDGE | PJM | 201 | 34.5 | 1201 | 4856 | unknown
235800 | 01COLLNS | PJM | 201 | 138 | 1201 | 4857 | unknown | [6 empty] | 39.7405 | -80.0327 | 4686
236905 | 01COLLIN F | PJM | 201 | 23 | 1201 | 4857 | unknown | [6 empty] | 39.7405 | -80.0327 | 4686
235802 | 01CHEATL | PJM | 201 | 138 | 1201 | 4858 | unknown
237299 | 01CHEAT LK | PJM | 201 | 66 | 1204 | 4858 | unknown
235077 | 01CONTURA | PJM | 201 | 138 | 1204 | 4859 | unknown | [6 empty] | 39.7405 | -80.0327 | 4686
235813 | 01PURSLEY | PJM | 201 | 138 | 1204 | 4859 | unknown | [6 empty] | 39.7405 | -80.0327 | 4686
236598 | 01PURSLEY25 | PJM | 201 | 25 | 1204 | 4859 | unknown | [6 empty] | 39.7405 | -80.0327 | 4686
235815 | 01MALDEN | PJM | 201 | 138 | 1204 | 4860 | unknown
236563 | 01MALDEN | PJM | 201 | 25 | 1204 | 4860 | unknown
235830 | 01NYSWANER | PJM | 201 | 138 | 1204 | 4861 | unknown
236654 | 01NYSWANER 2 | PJM | 201 | 25 | 1204 | 4861 | unknown
235837 | 01GRNGAP | PJM | 201 | 500 | 1203 | 4862 | known |  | 39.2018 | -79.2219
235838 | 01GRNGAP | PJM | 201 | 0.69 | 1203 | 4862 | known |  | 39.2021 | -79.2219
235839 | 01GRNGAP | PJM | 201 | 34.5 | 1203 | 4862 | known |  | 39.2021 | -79.2219
235850 | 01LONGVIEW | PJM | 201 | 500 | 1204 | 4863 | known |  | 39.7278 | -79.9605
235853 | 01AC1-140 | PJM | 201 | 26 | 1204 | 4863 | known
235854 | 01KL_K28_T16 | PJM | 201 | 0.69 | 1203 | 4864 | known
237313 | 01KELSOG | PJM | 201 | 138 | 1203 | 4864 | known
237314 | 01KELSO_COL | PJM | 201 | 34.5 | 1203 | 4864 | known |  | 36.9154 | -81.9957
235970 | 01DALE | PJM | 201 | 230 | 1202 | 4865 | unknown | [8 empty] | 3335
236824 | 01DALE 46 | PJM | 201 | 46 | 1202 | 4865 | unknown | [8 empty] | 3335
236840 | 01S70 | PJM | 201 | 138 | 1201 | 4866 | unknown |  |  |  | 39.3446 | -81.3087 | 4678 | 39.3446 | -81.3087 | 4678
236841 | 01S70BUS1 | PJM | 201 | 6.9 | 1201 | 4866 | unknown |  |  |  | 39.3446 | -81.3087 | 4678 | 39.3446 | -81.3087 | 4678
236842 | 01S70BUS2 | PJM | 201 | 6.9 | 1201 | 4866 | unknown |  |  |  | 39.3446 | -81.3087 | 4678 | 39.3446 | -81.3087 | 4678
236847 | 01HUGLERUN | PJM | 201 | 138 | 1201 | 4867 | unknown
236848 | 01HUGLERUN | PJM | 201 | 34.5 | 1201 | 4867 | unknown
236927 | 01TOMS R REG | PJM | 201 | 23 | 1201 | 4868 | unknown
237111 | 01TOMS R | PJM | 201 | 23 | 1201 | 4868 | unknown
237006 | AB1-125 GEN | PJM | 201 | 0.6 | 1 | 4869 | unknown
237008 | AB1-125 MAIN | PJM | 201 | 34.5 | 1 | 4869 | unknown
237011 | AA2-103 POI | PJM | 201 | 138 | 1201 | 4870 | unknown |  |  |  | 39.1722 | -79.4907 | 4800 | 39.1722 | -79.4907 | 4800
237012 | AA2-103 MAIN | PJM | 201 | 34.5 | 1201 | 4870 | unknown |  |  |  | 39.1722 | -79.4907 | 4800 | 39.1722 | -79.4907 | 4800
237013 | AA2-103 GEN | PJM | 201 | 0.48 | 1201 | 4870 | unknown |  |  |  | 39.1722 | -79.4907 | 4800 | 39.1722 | -79.4907 | 4800
237014 | AA1-062 POI | PJM | 201 | 138 | 1201 | 4871 | unknown |  |  |  | 39.1722 | -79.4907 | 4800 | 39.1722 | -79.4907 | 4800
237015 | AA1-062 COL1 | PJM | 201 | 34.5 | 1201 | 4871 | unknown |  |  |  | 39.1722 | -79.4907 | 4800 | 39.1722 | -79.4907 | 4800
237016 | AA1-062_GEN | PJM | 201 | 0.69 | 1201 | 4871 | unknown |  |  |  | 39.1722 | -79.4907 | 4800 | 39.1722 | -79.4907 | 4800
237017 | AA1-062 COL2 | PJM | 201 | 34.5 | 1201 | 4871 | unknown |  |  |  | 39.1722 | -79.4907 | 4800 | 39.1722 | -79.4907 | 4800
237018 | AA1-062 GEN2 | PJM | 201 | 0.69 | 1201 | 4871 | unknown |  |  |  | 39.1722 | -79.4907 | 4800 | 39.1722 | -79.4907 | 4800
237035 | AD2-002_POI | PJM | 201 | 25 | 1202 | 4872 | unknown
237036 | AD2-002_GEN | PJM | 201 | 13.8 | 1202 | 4872 | unknown
237067 | AA2-119 | PJM | 201 | 138 | 1 | 4873 | known |  | 39.3054 | -80.3389
237068 | AA2-119 GEN | PJM | 201 | 20.5 | 1 | 4873 | known
237073 | AB1-069 POI | PJM | 201 | 500 | 1201 | 4874 | known |  | 39.6913 | -80.3506
237074 | AB1-069 CT1 | PJM | 201 | 19 | 1201 | 4874 | known
237075 | AB1-069 CT2 | PJM | 201 | 19 | 1201 | 4874 | known
237076 | AB1-069 ST1 | PJM | 201 | 22 | 1201 | 4874 | known
237079 | AD1-060 COL | PJM | 201 | 34.5 | 1202 | 4875 | unknown
237080 | AD1-060 GEN | PJM | 201 | 0.405 | 1202 | 4875 | unknown
237085 | AD2-192 GEN | PJM | 201 | 23 | 1 | 4876 | unknown |  |  |  | 39.3054 | -80.3389 | 4775 | 39.3054 | -80.3389 | 4775
237086 | AD2-192 MAIN | PJM | 201 | 138 | 1 | 4876 | unknown |  |  |  | 39.3054 | -80.3389 | 4775 | 39.3054 | -80.3389 | 4775
237088 | AD1-018 COL | PJM | 201 | 34.5 | 1203 | 4877 | unknown
237089 | AD1-018 GEN | PJM | 201 | 0.385 | 1203 | 4877 | unknown
237091 | AD1-085 COL2 | PJM | 201 | 34.5 | 1202 | 4878 | unknown
237092 | AD1-085 GEN | PJM | 201 | 0.6 | 1202 | 4878 | unknown
237195 | 01SLATE | PJM | 201 | 34.5 | 1201 | 4879 | unknown
237257 | 01SLATE | PJM | 201 | 66 | 1201 | 4879 | unknown
237219 | 01GREENB | PJM | 201 | 46 | 1205 | 4880 | unknown
242658 | 05GREENB | PJM | 205 | 138 | 1250 | 4880 | unknown
237317 | 01FINZEL | PJM | 201 | 138 | 1203 | 4881 | unknown
237318 | 01FMR_COL | PJM | 201 | 34.5 | 1203 | 4881 | unknown
237319 | 01FMR_U2-030 | PJM | 201 | 0.66 | 1203 | 4881 | unknown
237320 | 01VANVL | PJM | 201 | 138 | 1203 | 4882 | unknown
237321 | 01VANVLL | PJM | 201 | 34.5 | 1203 | 4882 | unknown
237504 | 01ELLIOTTS | PJM | 201 | 138 | 1202 | 4883 | unknown
237505 | 01ELLIOTTS | PJM | 201 | 34.5 | 1202 | 4883 | unknown
237506 | 01CROSSCHOOL | PJM | 201 | 138 | 1203 | 4884 | unknown |  |  |  | 39.4998 | -78.9161 | 4679 | 39.4998 | -78.9161 | 4679
237507 | 01CROSSCHOOL | PJM | 201 | 34.5 | 1203 | 4884 | unknown |  |  |  | 39.4998 | -78.9161 | 4679 | 39.4998 | -78.9161 | 4679
237512 | 01ROTHROCK | PJM | 201 | 34.5 | 1203 | 4885 | unknown
237513 | 01ROTHROCK | PJM | 201 | 138 | 1203 | 4885 | unknown
238500 | 02ALLEN-1 | PJM | 202 | 138 | 1245 | 4886 | known
238530 | 02ALLEN | PJM | 202 | 345 | 1245 | 4886 | known |  | 41.7193 | -83.7815
239344 | 02ALLEN-2 | PJM | 202 | 138 | 1245 | 4886 | known
238502 | 02BRIM | PJM | 202 | 138 | 1245 | 4887 | unknown | [5 empty] | 4978 |  |  | 4978
238503 | 02BRIM | PJM | 202 | 69 | 1245 | 4887 | unknown | [5 empty] | 4978 |  |  | 4978
238506 | 02DIXIE | PJM | 202 | 138 | 1245 | 4888 | unknown
238507 | 02DIXIE | PJM | 202 | 69 | 1245 | 4888 | unknown
238514 | 02IRONV | PJM | 202 | 138 | 1245 | 4889 | unknown |  |  |  | 41.6909 | -83.4353 | 4901 | 41.6909 | -83.4353 | 4901
238515 | 02IRONV | PJM | 202 | 69 | 1245 | 4889 | unknown |  |  |  | 41.6909 | -83.4353 | 4901 | 41.6909 | -83.4353 | 4901
239189 | 02IRON_K | PJM | 202 | 69 | 1245 | 4889 | unknown |  |  |  | 41.6909 | -83.4353 | 4901 | 41.6909 | -83.4353 | 4901
240927 | 02IRONBUSL | PJM | 202 | 69 | 1245 | 4889 | unknown |  |  |  | 41.6909 | -83.4353 | 4901 | 41.6909 | -83.4353 | 4901
240957 | 02TOL_SHRD | PJM | 202 | 69 | 1245 | 4889 | unknown |  |  |  | 41.6909 | -83.4353 | 4901 | 41.6909 | -83.4353 | 4901
238522 | 02RCHLN | PJM | 202 | 69 | 1245 | 4890 | unknown
239065 | 02RICHG2&3 | PJM | 202 | 13.2 | 1230 | 4890 | unknown
239269 | 02RICHLJ | PJM | 202 | 138 | 1245 | 4890 | unknown
238524 | 02AD Q-2 | PJM | 202 | 138 | 1239 | 4891 | unknown |  |  |  | 41.5624 | -82.0666 | 4896 | 41.5624 | -82.0666 | 4896
238525 | 02AD Q-4 | PJM | 202 | 138 | 1239 | 4891 | unknown |  |  |  | 41.5624 | -82.0666 | 4896 | 41.5624 | -82.0666 | 4896
238526 | 02ADMIRL | PJM | 202 | 36 | 1246 | 4891 | unknown |  |  |  | 41.5624 | -82.0666 | 4896 | 41.5624 | -82.0666 | 4896
238527 | 02AETNA | PJM | 202 | 23 | 1231 | 4892 | unknown | [6 empty] | 41.011 | -81.6978 | 5007
238528 | 02AETNA | PJM | 202 | 138 | 1232 | 4892 | unknown | [6 empty] | 41.011 | -81.6978 | 5007
238535 | 02APQ-2 | PJM | 202 | 138 | 1239 | 4893 | unknown
238536 | 02APR-1 | PJM | 202 | 11.5 | 1239 | 4893 | unknown
238537 | 02APR-2 | PJM | 202 | 11.5 | 1239 | 4893 | unknown
238538 | 02APRQ-1 | PJM | 202 | 138 | 1239 | 4893 | unknown
238544 | 02ASH_3 | PJM | 202 | 138 | 1239 | 4894 | unknown
239082 | 02S8-ATT | PJM | 202 | 345 | 1239 | 4894 | unknown
238549 | 02AVERY | PJM | 202 | 138 | 1244 | 4895 | unknown |  |  |  | 41.3762 | -82.7339 | 5019 | 41.3762 | -82.7339 | 5019
238550 | 02AVERY | PJM | 202 | 69 | 1244 | 4895 | unknown |  |  |  | 41.3762 | -82.7339 | 5019 | 41.3762 | -82.7339 | 5019
238551 | 02AVON | PJM | 202 | 345 | 1239 | 4896 | known |  | 41.5624 | -82.0666
238555 | 02AVONG9 | PJM | 202 | 20 | 1230 | 4896 | known
239252 | 02AVDL-1 | PJM | 202 | 36 | 1246 | 4896 | known
239253 | 02AVDL-2 | PJM | 202 | 36 | 1246 | 4896 | known
239268 | 02AVONG5 | PJM | 202 | 13.8 | 1230 | 4896 | known
241928 | 02AVQ2 | PJM | 202 | 138 | 1239 | 4896 | known
241930 | 02AVQ4 | PJM | 202 | 138 | 1239 | 4896 | known
238553 | 02AVONG6 | PJM | 202 | 13.8 | 1239 | 4897 | unknown |  |  |  | 41.5624 | -82.0666 | 4896 | 41.5624 | -82.0666 | 4896
241927 | 02AVQ1 | PJM | 202 | 138 | 1239 | 4897 | unknown |  |  |  | 41.5624 | -82.0666 | 4896 | 41.5624 | -82.0666 | 4896
238554 | 02AVONG7 | PJM | 202 | 13.8 | 1230 | 4898 | unknown |  |  |  | 41.5624 | -82.0666 | 4896 | 41.5624 | -82.0666 | 4896
238646 | 02CW TP3 | PJM | 202 | 138 | 1239 | 4898 | unknown |  |  |  | 41.5624 | -82.0666 | 4896 | 41.5624 | -82.0666 | 4896
241929 | 02AVQ3 | PJM | 202 | 138 | 1239 | 4898 | unknown |  |  |  | 41.5624 | -82.0666 | 4896 | 41.5624 | -82.0666 | 4896
238559 | 02BABB | PJM | 202 | 23 | 1231 | 4899 | unknown | [6 empty] | 41.011 | -81.6978 | 5007
238560 | 02BABB | PJM | 202 | 138 | 1232 | 4899 | unknown | [6 empty] | 41.011 | -81.6978 | 5007
238561 | 02BARB-1 | PJM | 202 | 23 | 1231 | 4900 | unknown |  |  |  | 41.011 | -81.6978 | 5007 | 41.011 | -81.6978 | 5007
238562 | 02BARB-2 | PJM | 202 | 23 | 1231 | 4900 | unknown |  |  |  | 41.011 | -81.6978 | 5007 | 41.011 | -81.6978 | 5007
238581 | 02BRBRTN | PJM | 202 | 138 | 1232 | 4900 | unknown |  |  |  | 41.011 | -81.6978 | 5007 | 41.011 | -81.6978 | 5007
238563 | 02BAY SH | PJM | 202 | 345 | 1245 | 4901 | known |  | 41.6909 | -83.4353
238564 | 02BAYSG1 | PJM | 202 | 18 | 1230 | 4901 | known
238568 | 02BAYSHO | PJM | 202 | 138 | 1245 | 4901 | known |  | 41.6911 | -83.4364
239293 | 02BS-PKR | PJM | 202 | 4.16 | 1230 | 4901 | known
238569 | 02BEAVER | PJM | 202 | 345 | 1233 | 4902 | known |  | 41.4264 | -82.2633
238570 | 02BEAVER | PJM | 202 | 138 | 1233 | 4902 | known
238571 | 02BEAVGA | PJM | 202 | 13.8 | 1230 | 4902 | known
238572 | 02BEAVGB | PJM | 202 | 13.8 | 1230 | 4902 | known
239171 | 02WLORG-2 | PJM | 202 | 13.8 | 1230 | 4902 | known
239172 | 02WLORG-3 | PJM | 202 | 13.8 | 1230 | 4902 | known
239173 | 02WLORG-4 | PJM | 202 | 13.8 | 1230 | 4902 | known
239174 | 02WLORG-5 | PJM | 202 | 13.8 | 1230 | 4902 | known
239175 | 02WLORG-6 | PJM | 202 | 13.8 | 1230 | 4902 | known
238575 | 02BLUBEL | PJM | 202 | 138 | 1236 | 4903 | unknown |  |  |  | 40.7734 | -81.3292 | 5166 | 40.7734 | -81.3292 | 5166
238576 | 02BLUBEL | PJM | 202 | 69 | 1236 | 4903 | unknown |  |  |  | 40.7734 | -81.3292 | 5166 | 40.7734 | -81.3292 | 5166
238577 | 02BOARDM | PJM | 202 | 69 | 1238 | 4904 | unknown |  |  |  | 40.4828 | -80.6051 | 5025 | 40.4828 | -80.6051 | 5025
238578 | 02BORDMN | PJM | 202 | 138 | 1238 | 4904 | unknown |  |  |  | 40.4828 | -80.6051 | 5025 | 40.4828 | -80.6051 | 5025
238579 | 02BORDMN | PJM | 202 | 23 | 1238 | 4904 | unknown |  |  |  | 40.4828 | -80.6051 | 5025 | 40.4828 | -80.6051 | 5025
238582 | 02BRDVIE | PJM | 202 | 69 | 1243 | 4905 | unknown | [8 empty] | 5650
239278 | 02BRDVIE | PJM | 202 | 138 | 1243 | 4905 | unknown | [8 empty] | 5650
238586 | 02BRKSID | PJM | 202 | 138 | 1241 | 4906 | unknown | [8 empty] | 5480
238587 | 02BRKSID | PJM | 202 | 69 | 1241 | 4906 | unknown | [8 empty] | 5480
238596 | 02IXQ-1 | PJM | 202 | 138 | 1239 | 4907 | unknown
238599 | 02IXQ-2 | PJM | 202 | 138 | 1239 | 4907 | unknown
240249 | 02CHIAQ-1 | PJM | 202 | 138 | 1239 | 4907 | unknown
240250 | 02CHIAQ-2 | PJM | 202 | 138 | 1239 | 4907 | unknown
240251 | 02CADILLAC | PJM | 202 | 13.8 | 1239 | 4907 | unknown
238601 | 02FRMENG 1 | PJM | 202 | 18 | 1230 | 4908 | known
238602 | 02FRMENG 2 | PJM | 202 | 18 | 1230 | 4908 | known
238603 | 02FRMENG 3 | PJM | 202 | 23 | 1230 | 4908 | known
239154 | 02W.FREM | PJM | 202 | 138 | 1245 | 4908 | known |  | 41.3444 | -83.1381
239155 | 02W.FREM | PJM | 202 | 69 | 1245 | 4908 | known
240905 | 02W FREM34 | PJM | 202 | 34.5 | 1245 | 4908 | known
238604 | 02CAMPBL | PJM | 202 | 69 | 1235 | 4909 | unknown
239350 | 02CAMPBL | PJM | 202 | 138 | 1235 | 4909 | unknown
238605 | 02CARDNT | PJM | 202 | 138 | 1242 | 4910 | unknown |  |  |  | 40.6937 | -82.7996 | 4940 | 40.6937 | -82.7996 | 4940
238606 | 02CARDNT | PJM | 202 | 69 | 1242 | 4910 | unknown |  |  |  | 40.6937 | -82.7996 | 4940 | 40.6937 | -82.7996 | 4940
238607 | 02CARLIL | PJM | 202 | 345 | 1233 | 4911 | known |  | 41.2889 | -82.0879
238608 | 02CARLIL | PJM | 202 | 138 | 1233 | 4911 | known
238609 | 02CARLIS | PJM | 202 | 69 | 1233 | 4911 | known
238610 | 02CDR ST | PJM | 202 | 138 | 1235 | 4912 | unknown |  |  |  | 41.1669 | -80.7486 | 5006 | 41.1669 | -80.7486 | 5006
238611 | 02CDR ST | PJM | 202 | 69 | 1235 | 4912 | unknown |  |  |  | 41.1669 | -80.7486 | 5006 | 41.1669 | -80.7486 | 5006
238612 | 02CDR23 | PJM | 202 | 23 | 1235 | 4912 | unknown |  |  |  | 41.1669 | -80.7486 | 5006 | 41.1669 | -80.7486 | 5006
239839 | 02CDR-DIST | PJM | 202 | 69 | 1235 | 4912 | unknown |  |  |  | 41.1669 | -80.7486 | 5006 | 41.1669 | -80.7486 | 5006
239889 | 02PA MILL+ | PJM | 202 | 69 | 1235 | 4912 | unknown |  |  |  | 41.1669 | -80.7486 | 5006 | 41.1669 | -80.7486 | 5006
238615 | 02CHAMBR | PJM | 202 | 345 | 1232 | 4913 | known |  | 41.3033 | -81.4738
238616 | 02CHAMBR | PJM | 202 | 69 | 1232 | 4913 | known
238617 | 02CHMBER | PJM | 202 | 138 | 1232 | 4913 | known
238619 | 02CL Q11 | PJM | 202 | 138 | 1239 | 4914 | unknown |  |  |  | 41.4239 | -81.756 | 4938 | 41.4239 | -81.756 | 4938
238620 | 02CL Q12 | PJM | 202 | 138 | 1239 | 4914 | unknown |  |  |  | 41.4239 | -81.756 | 4938 | 41.4239 | -81.756 | 4938
238621 | 02CL Q13 | PJM | 202 | 138 | 1239 | 4914 | unknown |  |  |  | 41.4239 | -81.756 | 4938 | 41.4239 | -81.756 | 4938
238627 | 02CLINTO | PJM | 202 | 11.5 | 1239 | 4914 | unknown |  |  |  | 41.4239 | -81.756 | 4938 | 41.4239 | -81.756 | 4938
238770 | 02GRVW12 | PJM | 202 | 36 | 1246 | 4914 | unknown |  |  |  | 41.4239 | -81.756 | 4938 | 41.4239 | -81.756 | 4938
239256 | 02GRVW-3 | PJM | 202 | 36 | 1246 | 4914 | unknown |  |  |  | 41.4239 | -81.756 | 4938 | 41.4239 | -81.756 | 4938
239257 | 02GRVW-4 | PJM | 202 | 36 | 1246 | 4914 | unknown |  |  |  | 41.4239 | -81.756 | 4938 | 41.4239 | -81.756 | 4938
240346 | 02GROVWDQ11 | PJM | 202 | 138 | 1239 | 4914 | unknown |  |  |  | 41.4239 | -81.756 | 4938 | 41.4239 | -81.756 | 4938
240348 | 02GROVWDQ13 | PJM | 202 | 138 | 1239 | 4914 | unknown |  |  |  | 41.4239 | -81.756 | 4938 | 41.4239 | -81.756 | 4938
240349 | 02GROVWDQ14 | PJM | 202 | 138 | 1239 | 4914 | unknown |  |  |  | 41.4239 | -81.756 | 4938 | 41.4239 | -81.756 | 4938
241237 | 02GROV TP | PJM | 202 | 138 | 1239 | 4914 | unknown |  |  |  | 41.4239 | -81.756 | 4938 | 41.4239 | -81.756 | 4938
241935 | 02CLINTON | PJM | 202 | 138 | 1239 | 4914 | unknown |  |  |  | 41.4239 | -81.756 | 4938 | 41.4239 | -81.756 | 4938
238623 | 02CLARK | PJM | 202 | 138 | 1243 | 4915 | unknown | [5 empty] | 5656 |  |  | 5656
238624 | 02CLARK | PJM | 202 | 69 | 1243 | 4915 | unknown | [5 empty] | 5656 |  |  | 5656
239200 | 02CLARKA | PJM | 202 | 13.8 | 1230 | 4915 | unknown | [5 empty] | 5656 |  |  | 5656
239201 | 02CLARKB | PJM | 202 | 13.8 | 1230 | 4915 | unknown | [5 empty] | 5656 |  |  | 5656
238625 | 02CLARK | PJM | 202 | 11.5 | 1239 | 4916 | unknown | [6 empty] | 41.4318 | -81.6597 | 4946
238834 | 02JGSQ11 | PJM | 202 | 138 | 1239 | 4916 | unknown | [6 empty] | 41.4318 | -81.6597 | 4946
238835 | 02JGSQ12 | PJM | 202 | 138 | 1239 | 4916 | unknown | [6 empty] | 41.4318 | -81.6597 | 4946
238836 | 02JGSQ13 | PJM | 202 | 138 | 1239 | 4916 | unknown | [6 empty] | 41.4318 | -81.6597 | 4946
238837 | 02JGSQ14 | PJM | 202 | 138 | 1239 | 4916 | unknown | [6 empty] | 41.4318 | -81.6597 | 4946
238929 | 02LTW | PJM | 202 | 11.5 | 1239 | 4916 | unknown | [6 empty] | 41.4318 | -81.6597 | 4946
239225 | 02STYDCO | PJM | 202 | 138 | 1239 | 4916 | unknown | [6 empty] | 41.4318 | -81.6597 | 4946
239226 | 02STYDCOQ11 | PJM | 202 | 138 | 1239 | 4916 | unknown | [6 empty] | 41.4318 | -81.6597 | 4946
240245 | 02CK Q13 | PJM | 202 | 138 | 1239 | 4916 | unknown | [6 empty] | 41.4318 | -81.6597 | 4946
240246 | 02CK Q15 | PJM | 202 | 138 | 1239 | 4916 | unknown | [6 empty] | 41.4318 | -81.6597 | 4946
240247 | 02CK TP15 | PJM | 202 | 138 | 1239 | 4916 | unknown | [6 empty] | 41.4318 | -81.6597 | 4946
238629 | 02CLVRDL | PJM | 202 | 138 | 1234 | 4917 | unknown |  |  |  | 40.7734 | -81.3292 | 5166 | 40.7734 | -81.3292 | 5166
238630 | 02CLVRDL | PJM | 202 | 69 | 1234 | 4917 | unknown |  |  |  | 40.7734 | -81.3292 | 5166 | 40.7734 | -81.3292 | 5166
239237 | 02CLVR-S | PJM | 202 | 138 | 1234 | 4917 | unknown |  |  |  | 40.7734 | -81.3292 | 5166 | 40.7734 | -81.3292 | 5166
239755 | 02CLOVERDA | PJM | 202 | 23 | 1234 | 4917 | unknown |  |  |  | 40.7734 | -81.3292 | 5166 | 40.7734 | -81.3292 | 5166
238632 | 02COLLIN | PJM | 202 | 138 | 1240 | 4918 | unknown
239276 | 02COLLW 11 | PJM | 202 | 11.5 | 1240 | 4918 | unknown
238636 | 02CPPW41 | PJM | 202 | 138 | 1240 | 4919 | unknown
238639 | 02CPPW41 | PJM | 202 | 69 | 1240 | 4919 | unknown
239297 | 02CPPW41 | PJM | 202 | 11.5 | 1240 | 4919 | unknown
238637 | 02CPP LS | PJM | 202 | 138 | 1240 | 4920 | unknown
238872 | 02LAKERD | PJM | 202 | 69 | 1240 | 4920 | unknown
238640 | 02CRISS | PJM | 202 | 138 | 1242 | 4921 | unknown
238641 | 02CRISS | PJM | 202 | 34.5 | 1242 | 4921 | unknown
238649 | 02DALE | PJM | 202 | 138 | 1234 | 4922 | unknown | [8 empty] | 5164
238650 | 02DALE | PJM | 202 | 69 | 1234 | 4922 | unknown | [8 empty] | 5164
238652 | 02DARROW | PJM | 202 | 138 | 1232 | 4923 | unknown
238653 | 02DARROW | PJM | 202 | 69 | 1232 | 4923 | unknown
238654 | 02DAV-BE | PJM | 202 | 345 | 1245 | 4924 | known |  | 41.5972 | -83.0942
238670 | 02DVBSG1 | PJM | 202 | 25 | 1230 | 4924 | known
238655 | 02DAWS-1 | PJM | 202 | 36 | 1246 | 4925 | unknown | [6 empty] | 41.4239 | -81.756 | 4938
238665 | 02DS Q-1 | PJM | 202 | 138 | 1239 | 4925 | unknown | [6 empty] | 41.4239 | -81.756 | 4938
238666 | 02DS Q-3 | PJM | 202 | 138 | 1239 | 4925 | unknown | [6 empty] | 41.4239 | -81.756 | 4938
239255 | 02DAWS-3 | PJM | 202 | 36 | 1246 | 4925 | unknown | [6 empty] | 41.4239 | -81.756 | 4938
238669 | 02DUFERC | PJM | 202 | 138 | 1235 | 4926 | unknown | [6 empty] | 41.1669 | -80.7486 | 5006
239950 | 02RVRBNK | PJM | 202 | 69 | 1235 | 4926 | unknown | [6 empty] | 41.1669 | -80.7486 | 5006
239951 | 02NLMK_10A | PJM | 202 | 69 | 1235 | 4926 | unknown | [6 empty] | 41.1669 | -80.7486 | 5006
239952 | 02NLMK_3A | PJM | 202 | 69 | 1235 | 4926 | unknown | [6 empty] | 41.1669 | -80.7486 | 5006
239954 | 02NLMK_1S | PJM | 202 | 69 | 1235 | 4926 | unknown | [6 empty] | 41.1669 | -80.7486 | 5006
239955 | 02NLMK_2S | PJM | 202 | 69 | 1235 | 4926 | unknown | [6 empty] | 41.1669 | -80.7486 | 5006
239956 | 02NLMK_13SA | PJM | 202 | 69 | 1235 | 4926 | unknown | [6 empty] | 41.1669 | -80.7486 | 5006
239957 | 02NLMK_13SB | PJM | 202 | 69 | 1235 | 4926 | unknown | [6 empty] | 41.1669 | -80.7486 | 5006
238674 | 02E.AK.E | PJM | 202 | 23 | 1231 | 4927 | unknown | [6 empty] | 41.1119 | -81.2237 | 4945
238675 | 02E.AK.W | PJM | 202 | 23 | 1231 | 4927 | unknown | [6 empty] | 41.1119 | -81.2237 | 4945
238678 | 02EAKRON | PJM | 202 | 138 | 1232 | 4927 | unknown | [6 empty] | 41.1119 | -81.2237 | 4945
238677 | 02E.SPFL | PJM | 202 | 69 | 1243 | 4928 | unknown | [6 empty] | 39.8631 | -83.12 | 5334
238703 | 02ESPRNG | PJM | 202 | 138 | 1243 | 4928 | unknown | [6 empty] | 39.8631 | -83.12 | 5334
238679 | 02EAST_SC1 | PJM | 202 | 18 | 1230 | 4929 | unknown | [5 empty] | 4933 |  |  | 4933
239203 | 02EASTG6 | PJM | 202 | 13.2 | 1230 | 4929 | unknown | [5 empty] | 4933 |  |  | 4933
239209 | 02EASTLK | PJM | 202 | 36 | 1239 | 4929 | unknown | [5 empty] | 4933 |  |  | 4933
241921 | 02ELQ1 | PJM | 202 | 138 | 1239 | 4929 | unknown | [5 empty] | 4933 |  |  | 4933
1000786 | STR_PT_XF_786 | PJM | 202 | 1 | 1239 | 4929 | unknown | [5 empty] | 4933 |  |  | 4933
238680 | 02EAST_SC2 | PJM | 202 | 18 | 1230 | 4930 | unknown | [5 empty] | 4933 |  |  | 4933
241922 | 02ELQ2 | PJM | 202 | 138 | 1239 | 4930 | unknown | [5 empty] | 4933 |  |  | 4933
238681 | 02EAST_SC3 | PJM | 202 | 18 | 1230 | 4931 | unknown | [5 empty] | 4933 |  |  | 4933
241923 | 02ELQ3 | PJM | 202 | 138 | 1239 | 4931 | unknown | [5 empty] | 4933 |  |  | 4933
238682 | 02EAST_SC4 | PJM | 202 | 18 | 1230 | 4932 | known
241924 | 02ELQ4 | PJM | 202 | 138 | 1239 | 4932 | known |  | 41.6727 | -81.441
238683 | 02EAST_SC5 | PJM | 202 | 24 | 1230 | 4933 | known
238684 | 02EASTLK | PJM | 202 | 345 | 1239 | 4933 | known |  | 41.6547 | -81.4431
238685 | 02EASTLK | PJM | 202 | 138 | 1239 | 4933 | known
238707 | 02EVANS | PJM | 202 | 138 | 1232 | 4934 | unknown
239437 | 02EVANS23 | PJM | 202 | 23 | 1231 | 4934 | unknown
238708 | 02EVRGRN | PJM | 202 | 138 | 1237 | 4935 | unknown | [5 empty] | 4986 |  |  | 4986
238709 | 02EVRGRN | PJM | 202 | 23 | 1237 | 4935 | unknown | [5 empty] | 4986 |  |  | 4986
238725 | 02FMQ12H | PJM | 202 | 138 | 1239 | 4936 | unknown
240255 | 02FMC-2 | PJM | 202 | 13.2 | 1239 | 4936 | unknown
238726 | 02FMQ13H | PJM | 202 | 138 | 1239 | 4937 | unknown
240254 | 02FMC-1 | PJM | 202 | 13.2 | 1239 | 4937 | unknown
238731 | 02FOX | PJM | 202 | 345 | 1239 | 4938 | known |  | 41.4239 | -81.756
238732 | 02FOXQ11 | PJM | 202 | 138 | 1239 | 4938 | known
238733 | 02FOXQ12 | PJM | 202 | 138 | 1239 | 4938 | known
238734 | 02FOXQ13 | PJM | 202 | 138 | 1239 | 4938 | known
238735 | 02FOXQ14 | PJM | 202 | 138 | 1239 | 4938 | known
240258 | 02FUQ-13 | PJM | 202 | 138 | 1239 | 4938 | known
240259 | 02FUQ-14 | PJM | 202 | 138 | 1239 | 4938 | known
238738 | 02FULTON | PJM | 202 | 138 | 1245 | 4939 | known
239018 | 02FULTON | PJM | 202 | 345 | 1245 | 4939 | known |  | 41.6008 | -83.9092
238745 | 02GALION | PJM | 202 | 345 | 1242 | 4940 | known |  | 40.6937 | -82.7996
238746 | 02GALION | PJM | 202 | 138 | 1242 | 4940 | known
238747 | 02GALION | PJM | 202 | 69 | 1242 | 4940 | known
238756 | 02GILCHR | PJM | 202 | 69 | 1232 | 4941 | unknown
238757 | 02GLCRST | PJM | 202 | 138 | 1232 | 4941 | unknown
238760 | 02GMC | PJM | 202 | 11.5 | 1239 | 4942 | unknown |  |  |  | 41.4239 | -81.756 | 4938 | 41.4239 | -81.756 | 4938
240260 | 02GMCQ12 | PJM | 202 | 138 | 1239 | 4942 | unknown |  |  |  | 41.4239 | -81.756 | 4938 | 41.4239 | -81.756 | 4938
240261 | 02GMCQ13 | PJM | 202 | 138 | 1239 | 4942 | unknown |  |  |  | 41.4239 | -81.756 | 4938 | 41.4239 | -81.756 | 4938
238765 | 02GRANT | PJM | 202 | 11.5 | 1239 | 4943 | unknown |  |  |  | 41.4318 | -81.6597 | 4946 | 41.4318 | -81.6597 | 4946
238771 | 02GTQ-11 | PJM | 202 | 138 | 1239 | 4943 | unknown |  |  |  | 41.4318 | -81.6597 | 4946 | 41.4318 | -81.6597 | 4946
238772 | 02GTQ-12 | PJM | 202 | 138 | 1239 | 4943 | unknown |  |  |  | 41.4318 | -81.6597 | 4946 | 41.4318 | -81.6597 | 4946
238773 | 02GTQ-13 | PJM | 202 | 138 | 1239 | 4943 | unknown |  |  |  | 41.4318 | -81.6597 | 4946 | 41.4318 | -81.6597 | 4946
238774 | 02GTQ-14 | PJM | 202 | 138 | 1239 | 4943 | unknown |  |  |  | 41.4318 | -81.6597 | 4946 | 41.4318 | -81.6597 | 4946
238766 | 02GRFD D | PJM | 202 | 138 | 1244 | 4944 | unknown |  |  |  | 41.3762 | -82.7339 | 5019 | 41.3762 | -82.7339 | 5019
238767 | 02GRFD T | PJM | 202 | 138 | 1244 | 4944 | unknown |  |  |  | 41.3762 | -82.7339 | 5019 | 41.3762 | -82.7339 | 5019
238768 | 02GRNFLD | PJM | 202 | 138 | 1244 | 4944 | unknown |  |  |  | 41.3762 | -82.7339 | 5019 | 41.3762 | -82.7339 | 5019
238769 | 02GRNFLD | PJM | 202 | 69 | 1244 | 4944 | unknown |  |  |  | 41.3762 | -82.7339 | 5019 | 41.3762 | -82.7339 | 5019
240730 | 02GREENFLD | PJM | 202 | 34.5 | 1244 | 4944 | unknown |  |  |  | 41.3762 | -82.7339 | 5019 | 41.3762 | -82.7339 | 5019
238781 | 02HANNA | PJM | 202 | 345 | 1232 | 4945 | known |  | 41.1119 | -81.2237
238782 | 02HANNA | PJM | 202 | 138 | 1232 | 4945 | known
238783 | 02HARDIN | PJM | 202 | 345 | 1239 | 4946 | known |  | 41.4318 | -81.6597
238792 | 02HDGQ11 | PJM | 202 | 138 | 1239 | 4946 | known
238793 | 02HDGQ12 | PJM | 202 | 138 | 1239 | 4946 | known
238794 | 02HDGQ13 | PJM | 202 | 138 | 1239 | 4946 | known
238795 | 02HDGQ14 | PJM | 202 | 138 | 1239 | 4946 | known
238796 | 02HGHLND | PJM | 202 | 345 | 1237 | 4947 | known |  | 41.1776 | -80.8244
238797 | 02HGHLND | PJM | 202 | 138 | 1237 | 4947 | known
238812 | 02HOYTDL | PJM | 202 | 345 | 1235 | 4948 | known |  | 40.8511 | -80.3363
238813 | 02HOYTDL | PJM | 202 | 138 | 1235 | 4948 | known
239946 | 02HOYTDL_SVC | PJM | 202 | 16 | 1235 | 4948 | known
238821 | 02INLAND | PJM | 202 | 345 | 1239 | 4949 | known |  | 41.4784 | -81.6264
238822 | 02INQ-11 | PJM | 202 | 138 | 1239 | 4949 | known
238823 | 02INQ-14 | PJM | 202 | 138 | 1239 | 4949 | known
238827 | 02IVY-A | PJM | 202 | 36 | 1246 | 4949 | known
238828 | 02IVYQ11 | PJM | 202 | 138 | 1239 | 4949 | known
238829 | 02IVYQ14 | PJM | 202 | 138 | 1239 | 4949 | known
239229 | 02IVY-3 | PJM | 202 | 36 | 1246 | 4949 | known
239230 | 02IVY-4 | PJM | 202 | 36 | 1246 | 4949 | known
239260 | 02IVY-2 | PJM | 202 | 36 | 1246 | 4949 | known
238825 | 02IVANHO | PJM | 202 | 138 | 1237 | 4950 | unknown | [6 empty] | 41.1776 | -80.8244 | 4947
238826 | 02IVANHO | PJM | 202 | 23 | 1237 | 4950 | unknown | [6 empty] | 41.1776 | -80.8244 | 4947
238832 | 02JACKMA | PJM | 202 | 138 | 1245 | 4951 | unknown | [8 empty] | 4886
240870 | 02JCKMN | PJM | 202 | 69 | 1245 | 4951 | unknown | [8 empty] | 4886
238840 | 02JNPRQ1 | PJM | 202 | 138 | 1239 | 4952 | known
238841 | 02JNPRQ2 | PJM | 202 | 138 | 1239 | 4952 | known
238842 | 02JNPRQ3 | PJM | 202 | 138 | 1239 | 4952 | known
238843 | 02JNPRQ4 | PJM | 202 | 138 | 1239 | 4952 | known
238850 | 02JUNIPE | PJM | 202 | 345 | 1239 | 4952 | known |  | 41.3575 | -81.5677
238844 | 02JOHNSO | PJM | 202 | 69 | 1233 | 4953 | unknown |  |  |  | 41.5135 | -82.9147 | 5031 | 41.5135 | -82.9147 | 5031
238845 | 02JONSON | PJM | 202 | 138 | 1233 | 4953 | unknown |  |  |  | 41.5135 | -82.9147 | 5031 | 41.5135 | -82.9147 | 5031
238846 | 02JORD-C | PJM | 202 | 36 | 1246 | 4954 | unknown | [6 empty] | 41.4784 | -81.6264 | 4949
238848 | 02JRDQ11 | PJM | 202 | 138 | 1239 | 4954 | unknown | [6 empty] | 41.4784 | -81.6264 | 4949
238849 | 02JRDQ14 | PJM | 202 | 138 | 1239 | 4954 | unknown | [6 empty] | 41.4784 | -81.6264 | 4949
239231 | 02JORD-B | PJM | 202 | 36 | 1246 | 4954 | unknown | [6 empty] | 41.4784 | -81.6264 | 4949
239232 | 02JORD-A | PJM | 202 | 36 | 1246 | 4954 | unknown | [6 empty] | 41.4784 | -81.6264 | 4949
238861 | 02KIRBY | PJM | 202 | 138 | 1242 | 4955 | unknown
240629 | 02KIRBY | PJM | 202 | 69 | 1242 | 4955 | unknown
240630 | 02KIRBY + | PJM | 202 | 69 | 1242 | 4955 | unknown
238864 | 02KNOX | PJM | 202 | 138 | 1236 | 4956 | unknown | [6 empty] | 40.7734 | -81.3292 | 5166
238865 | 02KNOX | PJM | 202 | 69 | 1236 | 4956 | unknown | [6 empty] | 40.7734 | -81.3292 | 5166
238880 | 02LTFQ15 | PJM | 202 | 138 | 1239 | 4957 | unknown | [8 empty] | 4952
238881 | 02LTFQ16 | PJM | 202 | 138 | 1239 | 4957 | unknown | [8 empty] | 4952
238925 | 02LTL | PJM | 202 | 36 | 1239 | 4957 | unknown | [8 empty] | 4952
240274 | 02LTF | PJM | 202 | 11.5 | 1239 | 4957 | unknown | [8 empty] | 4952
238884 | 02LEMO K | PJM | 202 | 138 | 1245 | 4958 | known
238885 | 02LEMOG1 | PJM | 202 | 18 | 1230 | 4958 | known
238886 | 02LEMOG2 | PJM | 202 | 18 | 1230 | 4958 | known
238887 | 02LEMOG3 | PJM | 202 | 18 | 1230 | 4958 | known
238888 | 02LEMOG4 | PJM | 202 | 18 | 1230 | 4958 | known
238889 | 02LEMOYN | PJM | 202 | 345 | 1245 | 4958 | known |  | 41.4742 | -83.4551
238890 | 02LEMOYN | PJM | 202 | 138 | 1245 | 4958 | known
240990 | 02HOMEDEPOT | PJM | 202 | 138 | 1245 | 4958 | known
238891 | 02LESIDE | PJM | 202 | 138 | 1241 | 4959 | unknown |  |  |  | 40.6937 | -82.7996 | 4940 | 40.6937 | -82.7996 | 4940
238892 | 02LESIDE | PJM | 202 | 69 | 1241 | 4959 | unknown |  |  |  | 40.6937 | -82.7996 | 4940 | 40.6937 | -82.7996 | 4940
238895 | 02LIC.PK | PJM | 202 | 23 | 1238 | 4960 | unknown
238905 | 02LNC.PK | PJM | 202 | 138 | 1238 | 4960 | unknown
238900 | 02LKSH_SVC | PJM | 202 | 21 | 1230 | 4961 | unknown | [6 empty] | 41.4784 | -81.6264 | 4949
240282 | 02LKSHQ2 | PJM | 202 | 138 | 1239 | 4961 | unknown | [6 empty] | 41.4784 | -81.6264 | 4949
238906 | 02LNGVEW | PJM | 202 | 138 | 1241 | 4962 | unknown
238907 | 02LNGVEW | PJM | 202 | 69 | 1241 | 4962 | unknown
238908 | 02LONDON | PJM | 202 | 138 | 1243 | 4963 | unknown |  |  |  | 39.8631 | -83.12 | 5334 | 39.8631 | -83.12 | 5334
238909 | 02LONDON | PJM | 202 | 69 | 1243 | 4963 | unknown |  |  |  | 39.8631 | -83.12 | 5334 | 39.8631 | -83.12 | 5334
238910 | 02LOWELL | PJM | 202 | 138 | 1238 | 4964 | unknown | [6 empty] | 41.1669 | -80.7486 | 5006
238911 | 02LOWELV | PJM | 202 | 69 | 1238 | 4964 | unknown | [6 empty] | 41.1669 | -80.7486 | 5006
238912 | 02LOWLVL | PJM | 202 | 23 | 1238 | 4964 | unknown | [6 empty] | 41.1669 | -80.7486 | 5006
238917 | 02STACY | PJM | 202 | 138 | 1239 | 4965 | unknown | [5 empty] | 4993 |  |  | 4993
239327 | 02ST 36KV | PJM | 202 | 36 | 1246 | 4965 | unknown | [5 empty] | 4993 |  |  | 4993
238920 | 02LTE | PJM | 202 | 11.5 | 1239 | 4966 | unknown |  |  |  | 41.4318 | -81.6597 | 4946 | 41.4318 | -81.6597 | 4946
238921 | 02LTEQ11 | PJM | 202 | 138 | 1239 | 4966 | unknown |  |  |  | 41.4318 | -81.6597 | 4946 | 41.4318 | -81.6597 | 4946
238923 | 02LTEQ13 | PJM | 202 | 138 | 1239 | 4966 | unknown |  |  |  | 41.4318 | -81.6597 | 4946 | 41.4318 | -81.6597 | 4946
238922 | 02LTEQ12 | PJM | 202 | 138 | 1239 | 4967 | unknown |  |  |  | 41.4318 | -81.6597 | 4946 | 41.4318 | -81.6597 | 4946
238924 | 02LTEQ14 | PJM | 202 | 138 | 1239 | 4967 | unknown |  |  |  | 41.4318 | -81.6597 | 4946 | 41.4318 | -81.6597 | 4946
240273 | 02LTA | PJM | 202 | 11.5 | 1239 | 4967 | unknown |  |  |  | 41.4318 | -81.6597 | 4946 | 41.4318 | -81.6597 | 4946
240319 | 02LTE-5-C | PJM | 202 | 11.5 | 1239 | 4967 | unknown |  |  |  | 41.4318 | -81.6597 | 4946 | 41.4318 | -81.6597 | 4946
240320 | 02LTE-6-C | PJM | 202 | 11.5 | 1239 | 4967 | unknown |  |  |  | 41.4318 | -81.6597 | 4946 | 41.4318 | -81.6597 | 4946
238930 | 02LYD-3 | PJM | 202 | 36 | 1246 | 4968 | unknown | [8 empty] | 4932
238931 | 02LYD-2 | PJM | 202 | 36 | 1246 | 4968 | unknown | [8 empty] | 4932
238933 | 02LYDQ14 | PJM | 202 | 138 | 1239 | 4968 | unknown | [8 empty] | 4932
238934 | 02LYQ-12 | PJM | 202 | 138 | 1239 | 4968 | unknown | [8 empty] | 4932
238935 | 02LYQ-13 | PJM | 202 | 138 | 1239 | 4968 | unknown | [8 empty] | 4932
239258 | 02LYD-1 | PJM | 202 | 36 | 1246 | 4968 | unknown | [8 empty] | 4932
238936 | 02MACLEA | PJM | 202 | 138 | 1245 | 4969 | unknown | [5 empty] | 4958 |  |  | 4958
238937 | 02MACLEA | PJM | 202 | 69 | 1245 | 4969 | unknown | [5 empty] | 4958 |  |  | 4958
238939 | 02MAHNGS | PJM | 202 | 138 | 1237 | 4970 | unknown |  |  |  | 41.1776 | -80.8244 | 4947 | 41.1776 | -80.8244 | 4947
238940 | 02MAHSID | PJM | 202 | 23 | 1237 | 4970 | unknown |  |  |  | 41.1776 | -80.8244 | 4947 | 41.1776 | -80.8244 | 4947
238941 | 02MANSFD | PJM | 202 | 345 | 1235 | 4971 | known |  | 40.6364 | -80.415
238965 | 02MNFDG1 | PJM | 202 | 18 | 1230 | 4971 | known
238966 | 02MNFDG2 | PJM | 202 | 18 | 1230 | 4971 | known
238967 | 02MNFDG3 | PJM | 202 | 18 | 1230 | 4971 | known
238942 | 02MAPLE | PJM | 202 | 138 | 1235 | 4972 | unknown |  |  |  | 40.8511 | -80.3363 | 4948 | 40.8511 | -80.3363 | 4948
238943 | 02MAPLE | PJM | 202 | 69 | 1235 | 4972 | unknown |  |  |  | 40.8511 | -80.3363 | 4948 | 40.8511 | -80.3363 | 4948
239180 | 02ZELI-M | PJM | 202 | 138 | 1235 | 4972 | unknown |  |  |  | 40.8511 | -80.3363 | 4948 | 40.8511 | -80.3363 | 4948
238944 | 02MASURY | PJM | 202 | 138 | 1238 | 4973 | unknown |  |  |  | 41.1669 | -80.7486 | 5006 | 41.1669 | -80.7486 | 5006
238945 | 02MASURY | PJM | 202 | 69 | 1238 | 4973 | unknown |  |  |  | 41.1669 | -80.7486 | 5006 | 41.1669 | -80.7486 | 5006
238946 | 02MASURY | PJM | 202 | 23 | 1238 | 4973 | unknown |  |  |  | 41.1669 | -80.7486 | 5006 | 41.1669 | -80.7486 | 5006
238947 | 02MAYF-A | PJM | 202 | 36 | 1246 | 4974 | unknown | [8 empty] | 4932
238956 | 02MFLDQ1 | PJM | 202 | 138 | 1239 | 4974 | unknown | [8 empty] | 4932
238958 | 02MFLDQ3 | PJM | 202 | 138 | 1239 | 4974 | unknown | [8 empty] | 4932
238948 | 02MAYSVL | PJM | 202 | 138 | 1235 | 4975 | unknown | [6 empty] | 41.1669 | -80.7486 | 5006
238949 | 02MAYSVL | PJM | 202 | 69 | 1235 | 4975 | unknown | [6 empty] | 41.1669 | -80.7486 | 5006
238954 | 02MCDOWL | PJM | 202 | 138 | 1235 | 4976 | unknown | [6 empty] | 41.1669 | -80.7486 | 5006
238955 | 02MCDOWL | PJM | 202 | 69 | 1235 | 4976 | unknown | [6 empty] | 41.1669 | -80.7486 | 5006
238957 | 02MFLDQ2 | PJM | 202 | 138 | 1239 | 4977 | unknown | [8 empty] | 4932
238959 | 02MFLDQ4 | PJM | 202 | 138 | 1239 | 4977 | unknown | [8 empty] | 4932
239233 | 02MAYF-B | PJM | 202 | 36 | 1246 | 4977 | unknown | [8 empty] | 4932
238960 | 02MIDW K | PJM | 202 | 138 | 1245 | 4978 | known
238961 | 02MIDWAY | PJM | 202 | 345 | 1245 | 4978 | known |  | 41.4745 | -83.9242
238962 | 02MIDWAY | PJM | 202 | 138 | 1245 | 4978 | known
238963 | 02MIDWAY | PJM | 202 | 69 | 1245 | 4978 | known
238976 | 02N MED | PJM | 202 | 345 | 1232 | 4979 | known |  | 41.169 | -81.8828
238977 | 02N MED | PJM | 202 | 138 | 1232 | 4979 | known
238980 | 02NASA | PJM | 202 | 36 | 1239 | 4980 | unknown
238982 | 02NASQ15 | PJM | 202 | 138 | 1239 | 4980 | unknown
238983 | 02NASQ16 | PJM | 202 | 138 | 1239 | 4980 | unknown
238984 | 02NASQ17 | PJM | 202 | 138 | 1239 | 4980 | unknown
238985 | 02NASQ18 | PJM | 202 | 138 | 1239 | 4980 | unknown
238986 | 02NATH-1 | PJM | 202 | 36 | 1246 | 4981 | unknown | [5 empty] | 4932 |  |  | 4932
239016 | 02NT Q15 | PJM | 202 | 138 | 1239 | 4981 | unknown | [5 empty] | 4932 |  |  | 4932
239017 | 02NT Q16 | PJM | 202 | 138 | 1239 | 4981 | unknown | [5 empty] | 4932 |  |  | 4932
239259 | 02NATH-2 | PJM | 202 | 36 | 1246 | 4981 | unknown | [5 empty] | 4932 |  |  | 4932
238987 | 02NB N3 | PJM | 202 | 69 | 1239 | 4982 | unknown |  |  |  | 41.4784 | -81.6264 | 4949 | 41.4784 | -81.6264 | 4949
238988 | 02NB N4 | PJM | 202 | 69 | 1239 | 4982 | unknown |  |  |  | 41.4784 | -81.6264 | 4949 | 41.4784 | -81.6264 | 4949
238989 | 02NB Q17 | PJM | 202 | 138 | 1239 | 4982 | unknown |  |  |  | 41.4784 | -81.6264 | 4949 | 41.4784 | -81.6264 | 4949
238990 | 02NB Q18 | PJM | 202 | 138 | 1239 | 4982 | unknown |  |  |  | 41.4784 | -81.6264 | 4949 | 41.4784 | -81.6264 | 4949
239021 | 02NWBURG | PJM | 202 | 11.5 | 1239 | 4982 | unknown |  |  |  | 41.4784 | -81.6264 | 4949 | 41.4784 | -81.6264 | 4949
240350 | 02IV-NB+17 | PJM | 202 | 138 | 1239 | 4982 | unknown |  |  |  | 41.4784 | -81.6264 | 4949 | 41.4784 | -81.6264 | 4949
240351 | 02IV-NB+18 | PJM | 202 | 138 | 1239 | 4982 | unknown |  |  |  | 41.4784 | -81.6264 | 4949 | 41.4784 | -81.6264 | 4949
238991 | 02NCASTL | PJM | 202 | 138 | 1235 | 4983 | unknown |  |  |  | 40.8511 | -80.3363 | 4948 | 40.8511 | -80.3363 | 4948
238992 | 02NC1 | PJM | 202 | 69 | 1235 | 4983 | unknown |  |  |  | 40.8511 | -80.3363 | 4948 | 40.8511 | -80.3363 | 4948
238993 | 02NC2 | PJM | 202 | 69 | 1235 | 4983 | unknown |  |  |  | 40.8511 | -80.3363 | 4948 | 40.8511 | -80.3363 | 4948
238994 | 02NCTER | PJM | 202 | 23 | 1235 | 4983 | unknown |  |  |  | 40.8511 | -80.3363 | 4948 | 40.8511 | -80.3363 | 4948
238995 | 02NCUNTD | PJM | 202 | 23 | 1235 | 4983 | unknown |  |  |  | 40.8511 | -80.3363 | 4948 | 40.8511 | -80.3363 | 4948
239022 | 02NWCAG3 | PJM | 202 | 14.4 | 1230 | 4983 | unknown |  |  |  | 40.8511 | -80.3363 | 4948 | 40.8511 | -80.3363 | 4948
239023 | 02NWCAG4 | PJM | 202 | 14.4 | 1230 | 4983 | unknown |  |  |  | 40.8511 | -80.3363 | 4948 | 40.8511 | -80.3363 | 4948
239024 | 02NWCAG5 | PJM | 202 | 16.5 | 1230 | 4983 | unknown |  |  |  | 40.8511 | -80.3363 | 4948 | 40.8511 | -80.3363 | 4948
239905 | 02N CASTLE | PJM | 202 | 23 | 1235 | 4983 | unknown |  |  |  | 40.8511 | -80.3363 | 4948 | 40.8511 | -80.3363 | 4948
238999 | 02NFALLS | PJM | 202 | 138 | 1237 | 4984 | unknown |  |  |  | 41.1119 | -81.2237 | 4945 | 41.1119 | -81.2237 | 4945
239000 | 02NFALLS | PJM | 202 | 69 | 1237 | 4984 | unknown |  |  |  | 41.1119 | -81.2237 | 4945 | 41.1119 | -81.2237 | 4945
240061 | 02NFALL M1 | PJM | 202 | 69 | 1237 | 4984 | unknown |  |  |  | 41.1119 | -81.2237 | 4945 | 41.1119 | -81.2237 | 4945
240064 | 02NFALL M2 | PJM | 202 | 69 | 1237 | 4984 | unknown |  |  |  | 41.1119 | -81.2237 | 4945 | 41.1119 | -81.2237 | 4945
239001 | 02NFLDQ1 | PJM | 202 | 138 | 1239 | 4985 | unknown | [5 empty] | 4952 |  |  | 4952
239002 | 02NFLDQ2 | PJM | 202 | 138 | 1239 | 4985 | unknown | [5 empty] | 4952 |  |  | 4952
239003 | 02NFLDQ3 | PJM | 202 | 138 | 1239 | 4985 | unknown | [5 empty] | 4952 |  |  | 4952
239004 | 02NFLDQ4 | PJM | 202 | 138 | 1239 | 4985 | unknown | [5 empty] | 4952 |  |  | 4952
239012 | 02NRTF-C | PJM | 202 | 36 | 1246 | 4985 | unknown | [5 empty] | 4952 |  |  | 4952
239234 | 02NRTF-D | PJM | 202 | 36 | 1246 | 4985 | unknown | [5 empty] | 4952 |  |  | 4952
239335 | 02NRTF-A | PJM | 202 | 36 | 1246 | 4985 | unknown | [5 empty] | 4952 |  |  | 4952
239336 | 02NRTF-B | PJM | 202 | 36 | 1246 | 4985 | unknown | [5 empty] | 4952 |  |  | 4952
239008 | 02NILES | PJM | 202 | 138 | 1238 | 4986 | known
239009 | 02NILES | PJM | 202 | 23 | 1238 | 4986 | known
239214 | 02NILE-A | PJM | 202 | 13.8 | 1230 | 4986 | known
239303 | 02NILES | PJM | 202 | 345 | 1237 | 4986 | known |  | 41.1666 | -80.7481
239019 | 02NURS-A | PJM | 202 | 36 | 1246 | 4987 | unknown | [8 empty] | 4993
239025 | 02NY Q11 | PJM | 202 | 138 | 1239 | 4987 | unknown | [8 empty] | 4993
239026 | 02NY Q12 | PJM | 202 | 138 | 1239 | 4987 | unknown | [8 empty] | 4993
239228 | 02NURS-B | PJM | 202 | 36 | 1246 | 4987 | unknown | [8 empty] | 4993
239030 | 02OTTAWA | PJM | 202 | 138 | 1245 | 4988 | unknown | [5 empty] | 4908 |  |  | 4908
240954 | 02OTTAWA | PJM | 202 | 69 | 1245 | 4988 | unknown | [5 empty] | 4908 |  |  | 4908
239034 | 02PEMB M | PJM | 202 | 69 | 1245 | 4989 | unknown
240890 | 02PMBERV34 | PJM | 202 | 34.5 | 1245 | 4989 | unknown
239035 | 02PERRG1 | PJM | 202 | 22 | 1230 | 4990 | known
239036 | 02PERRY | PJM | 202 | 345 | 1239 | 4990 | known |  | 41.7994 | -81.1475
239041 | 02PIDGEO | PJM | 202 | 69 | 1238 | 4991 | unknown | [6 empty] | 40.7734 | -81.3292 | 5166
239042 | 02PIDGON | PJM | 202 | 138 | 1238 | 4991 | unknown | [6 empty] | 40.7734 | -81.3292 | 5166
239044 | 02PINE P | PJM | 202 | 69 | 1235 | 4992 | unknown |  |  |  | 40.723 | -80.0984 | 5018 | 40.723 | -80.0984 | 5018
239048 | 02PPPINE | PJM | 202 | 138 | 1235 | 4992 | unknown |  |  |  | 40.723 | -80.0984 | 5018 | 40.723 | -80.0984 | 5018
239058 | 02BRUSHCRK | PJM | 202 | 138 | 1235 | 4992 | unknown |  |  |  | 40.723 | -80.0984 | 5018 | 40.723 | -80.0984 | 5018
238913 | 02LRCRQ2 | PJM | 202 | 138 | 1239 | 4993 | known
238914 | 02LRCRQ3 | PJM | 202 | 138 | 1239 | 4993 | known
239057 | 02LRCRQ4 | PJM | 202 | 138 | 1239 | 4993 | known
239112 | 02LRCRQ1 | PJM | 202 | 138 | 1239 | 4993 | known
239334 | 02L.CENTER | PJM | 202 | 345 | 1239 | 4993 | known |  | 41.1461 | -80.8555
238785 | 02JOHNMAN-2 | PJM | 202 | 138 | 1245 | 4994 | unknown | [8 empty] | 4978
239064 | 02RICHG1 | PJM | 202 | 13.2 | 1230 | 4994 | unknown | [8 empty] | 4978
239067 | 02RICHG4 | PJM | 202 | 13.8 | 1230 | 4994 | unknown | [8 empty] | 4978
239068 | 02RICHG5 | PJM | 202 | 13.8 | 1230 | 4994 | unknown | [8 empty] | 4978
239069 | 02RICHG6 | PJM | 202 | 13.8 | 1230 | 4994 | unknown | [8 empty] | 4978
239070 | 02RICHLD | PJM | 202 | 138 | 1245 | 4994 | unknown | [8 empty] | 4978
238928 | 02LTV+ | PJM | 202 | 138 | 1242 | 4995 | unknown
239073 | 02ROBERT | PJM | 202 | 138 | 1242 | 4995 | unknown
239074 | 02ROBERT | PJM | 202 | 34.5 | 1242 | 4995 | unknown
239077 | 02RVERBD | PJM | 202 | 138 | 1238 | 4996 | unknown | [8 empty] | 4986
240119 | 02RIVERBBN | PJM | 202 | 23 | 1238 | 4996 | unknown | [8 empty] | 4986
239080 | 02S.AK.E | PJM | 202 | 23 | 1231 | 4997 | unknown
239081 | 02S.AK.W | PJM | 202 | 23 | 1231 | 4997 | unknown
239083 | 02SAKRON | PJM | 202 | 138 | 1232 | 4997 | unknown
239084 | 02SALTSP | PJM | 202 | 69 | 1238 | 4998 | unknown | [5 empty] | 4986 |  |  | 4986
239120 | 02SSPRNG | PJM | 202 | 138 | 1238 | 4998 | unknown | [5 empty] | 4986 |  |  | 4986
239121 | 02SSPRNG | PJM | 202 | 23 | 1238 | 4998 | unknown | [5 empty] | 4986 |  |  | 4986
240151 | 02BRIER H+ | PJM | 202 | 69 | 1238 | 4998 | unknown | [5 empty] | 4986 |  |  | 4986
239085 | 02SAMMG1 | PJM | 202 | 20 | 1230 | 4999 | unknown |  |  |  | 40.4828 | -80.6051 | 5025 | 40.4828 | -80.6051 | 5025
239086 | 02SAMMG2 | PJM | 202 | 20 | 1230 | 4999 | unknown |  |  |  | 40.4828 | -80.6051 | 5025 | 40.4828 | -80.6051 | 5025
239093 | 02SAMMIS | PJM | 202 | 138 | 1238 | 4999 | unknown |  |  |  | 40.4828 | -80.6051 | 5025 | 40.4828 | -80.6051 | 5025
239292 | 02SAM-EMD | PJM | 202 | 4.16 | 1230 | 4999 | unknown |  |  |  | 40.4828 | -80.6051 | 5025 | 40.4828 | -80.6051 | 5025
239087 | 02SAMMG3 | PJM | 202 | 20 | 1230 | 5000 | known
239088 | 02SAMMG4 | PJM | 202 | 20 | 1230 | 5000 | known
239089 | 02SAMMG5 | PJM | 202 | 24 | 1230 | 5000 | known
239090 | 02SAMMG6 | PJM | 202 | 20 | 1230 | 5000 | known
239091 | 02SAMMG7 | PJM | 202 | 20 | 1230 | 5000 | known
239092 | 02SAMMIS | PJM | 202 | 345 | 1238 | 5000 | known |  | 40.5301 | -80.6429
239094 | 02SBRN-A | PJM | 202 | 36 | 1246 | 5001 | unknown | [8 empty] | 4993
239095 | 02SBRNQ1 | PJM | 202 | 138 | 1239 | 5001 | unknown | [8 empty] | 4993
239097 | 02SBRNQ3 | PJM | 202 | 138 | 1239 | 5001 | unknown | [8 empty] | 4993
239098 | 02SBRNQ4 | PJM | 202 | 138 | 1239 | 5001 | unknown | [8 empty] | 4993
239235 | 02SBRN-B | PJM | 202 | 36 | 1246 | 5001 | unknown | [8 empty] | 4993
239100 | 02SEVILL | PJM | 202 | 138 | 1232 | 5002 | unknown
239604 | 02SEVILLE | PJM | 202 | 69 | 1232 | 5002 | unknown
239101 | 02SHALER | PJM | 202 | 138 | 1232 | 5003 | unknown |  |  |  | 41.1119 | -81.2237 | 4945 | 41.1119 | -81.2237 | 4945
239102 | 02SHALER | PJM | 202 | 69 | 1232 | 5003 | unknown |  |  |  | 41.1119 | -81.2237 | 4945 | 41.1119 | -81.2237 | 4945
239103 | 02SHARON | PJM | 202 | 138 | 1235 | 5004 | unknown | [6 empty] | 41.1669 | -80.7486 | 5006
239104 | 02SHARON | PJM | 202 | 69 | 1235 | 5004 | unknown | [6 empty] | 41.1669 | -80.7486 | 5006
239105 | 02SHINRO | PJM | 202 | 69 | 1233 | 5005 | unknown | [6 empty] | 41.3762 | -82.7339 | 5019
239108 | 02SHNROK | PJM | 202 | 138 | 1233 | 5005 | unknown | [6 empty] | 41.3762 | -82.7339 | 5019
239106 | 02SHNAGO | PJM | 202 | 345 | 1235 | 5006 | known |  | 41.1669 | -80.7486
239107 | 02SHNAGO | PJM | 202 | 138 | 1235 | 5006 | known
239122 | 02STAR | PJM | 202 | 345 | 1232 | 5007 | known |  | 41.011 | -81.6978
239123 | 02STAR | PJM | 202 | 138 | 1232 | 5007 | known
239124 | 02STAR | PJM | 202 | 69 | 1232 | 5007 | known
239133 | 02TANGY | PJM | 202 | 345 | 1242 | 5008 | known |  | 40.2593 | -83.087
239134 | 02TANGY | PJM | 202 | 138 | 1242 | 5008 | known
239135 | 02TANGY | PJM | 202 | 69 | 1242 | 5008 | known
239139 | 02TOUS | PJM | 202 | 69 | 1245 | 5009 | unknown |  |  |  | 41.6909 | -83.4353 | 4901 | 41.6909 | -83.4353 | 4901
239140 | 02TOUSNT | PJM | 202 | 138 | 1245 | 5009 | unknown |  |  |  | 41.6909 | -83.4353 | 4901 | 41.6909 | -83.4353 | 4901
239143 | 02URBAN | PJM | 202 | 23 | 1231 | 5010 | unknown
239144 | 02URBAN | PJM | 202 | 138 | 1232 | 5010 | unknown
239487 | 02URBAN-H | PJM | 202 | 23 | 1231 | 5010 | unknown
239146 | 02UTTP1 | PJM | 202 | 138 | 1245 | 5011 | unknown
239147 | 02UTTP2 | PJM | 202 | 138 | 1245 | 5011 | unknown
239149 | 02VULCAN | PJM | 202 | 138 | 1245 | 5011 | unknown
239150 | 02VULCAN | PJM | 202 | 69 | 1245 | 5011 | unknown
239152 | 02W. RAV | PJM | 202 | 23 | 1231 | 5012 | unknown |  |  |  | 41.1119 | -81.2237 | 4945 | 41.1119 | -81.2237 | 4945
239159 | 02W.RAVE | PJM | 202 | 69 | 1232 | 5012 | unknown |  |  |  | 41.1119 | -81.2237 | 4945 | 41.1119 | -81.2237 | 4945
239178 | 02WRAVNA | PJM | 202 | 138 | 1232 | 5012 | unknown |  |  |  | 41.1119 | -81.2237 | 4945 | 41.1119 | -81.2237 | 4945
239153 | 02W.AKRO | PJM | 202 | 69 | 1232 | 5013 | unknown |  |  |  | 41.011 | -81.6978 | 5007 | 41.011 | -81.6978 | 5007
239161 | 02WAKRON | PJM | 202 | 138 | 1232 | 5013 | unknown |  |  |  | 41.011 | -81.6978 | 5007 | 41.011 | -81.6978 | 5007
239164 | 02WAUS | PJM | 202 | 69 | 1245 | 5014 | unknown | [5 empty] | 4978 |  |  | 4978
239165 | 02WAUSEO | PJM | 202 | 138 | 1245 | 5014 | unknown | [5 empty] | 4978 |  |  | 4978
239347 | 02LEAR | PJM | 202 | 138 | 1245 | 5014 | unknown | [5 empty] | 4978 |  |  | 4978
239167 | 02WELLNG | PJM | 202 | 69 | 1233 | 5015 | unknown |  |  |  | 41.4264 | -82.2633 | 4902 | 41.4264 | -82.2633 | 4902
239168 | 02WELNGT | PJM | 202 | 138 | 1233 | 5015 | unknown |  |  |  | 41.4264 | -82.2633 | 4902 | 41.4264 | -82.2633 | 4902
239177 | 02WOODVI | PJM | 202 | 138 | 1245 | 5016 | unknown | [5 empty] | 4908 |  |  | 4908
240916 | 02WODV#234 | PJM | 202 | 34.5 | 1245 | 5016 | unknown | [5 empty] | 4908 |  |  | 4908
239188 | 02OBERLN | PJM | 202 | 69 | 1233 | 5017 | unknown | [6 empty] | 41.4264 | -82.2633 | 4902
241908 | 02LLF_W4-004 | PJM | 202 | 4.16 | 1230 | 5017 | unknown | [6 empty] | 41.4264 | -82.2633 | 4902
239280 | 02CRNBRY | PJM | 202 | 500 | 1235 | 5018 | known |  | 40.723 | -80.0984
239281 | 02CRNBRY | PJM | 202 | 138 | 1235 | 5018 | known
239289 | 02HAYES | PJM | 202 | 345 | 1233 | 5019 | known |  | 41.3762 | -82.7339
239290 | 02HAYES | PJM | 202 | 138 | 1233 | 5019 | known
238712 | 02FAYET | PJM | 202 | 138 | 1245 | 5020 | unknown
239295 | 02EFAYTE | PJM | 202 | 69 | 1245 | 5020 | unknown
239351 | 02EASTFAYT | PJM | 202 | 138 | 1245 | 5020 | unknown
239299 | 02BRLAKE | PJM | 202 | 138 | 1238 | 5021 | unknown | [5 empty] | 4986 |  |  | 4986
239300 | 02BRLAKE | PJM | 202 | 69 | 1238 | 5021 | unknown | [5 empty] | 4986 |  |  | 4986
239317 | 02HENRTA | PJM | 202 | 69 | 1233 | 5022 | unknown |  |  |  | 41.4264 | -82.2633 | 4902 | 41.4264 | -82.2633 | 4902
239318 | 02HENRTA | PJM | 202 | 138 | 1233 | 5022 | unknown |  |  |  | 41.4264 | -82.2633 | 4902 | 41.4264 | -82.2633 | 4902
239324 | 02CH | PJM | 202 | 138 | 1239 | 5023 | unknown |  |  |  | 41.4784 | -81.6264 | 4949 | 41.4784 | -81.6264 | 4949
240361 | 02CH36-1 | PJM | 202 | 36 | 1246 | 5023 | unknown |  |  |  | 41.4784 | -81.6264 | 4949 | 41.4784 | -81.6264 | 4949
240362 | 02CH36-2 | PJM | 202 | 36 | 1246 | 5023 | unknown |  |  |  | 41.4784 | -81.6264 | 4949 | 41.4784 | -81.6264 | 4949
240363 | 02CH36-3 | PJM | 202 | 36 | 1246 | 5023 | unknown |  |  |  | 41.4784 | -81.6264 | 4949 | 41.4784 | -81.6264 | 4949
240364 | 02CH36-4 | PJM | 202 | 36 | 1246 | 5023 | unknown |  |  |  | 41.4784 | -81.6264 | 4949 | 41.4784 | -81.6264 | 4949
239353 | 02HARMON | PJM | 202 | 345 | 1232 | 5024 | known |  | 40.7222 | -81.5408
239354 | 02HARMON | PJM | 202 | 138 | 1232 | 5024 | known
239355 | 02HARMON | PJM | 202 | 69 | 1232 | 5024 | known
239368 | 02TORONTO | PJM | 202 | 345 | 1238 | 5025 | known |  | 40.4828 | -80.6051
239369 | 02TORONTO | PJM | 202 | 138 | 1238 | 5025 | known
239370 | 02DOWLING | PJM | 202 | 345 | 1245 | 5026 | known |  | 41.4753 | -83.5979
239371 | 02DOWLING | PJM | 202 | 138 | 1245 | 5026 | known
239503 | 02ACME HIL | PJM | 202 | 69 | 1232 | 5027 | unknown
239588 | 02D-ACME H | PJM | 202 | 12.47 | 1232 | 5027 | unknown
239539 | 02CLINTNOE | PJM | 202 | 69 | 1232 | 5028 | unknown
239589 | 02D-CLINTN | PJM | 202 | 12.47 | 1232 | 5028 | unknown
239540 | 02NIMISILA | PJM | 202 | 69 | 1232 | 5029 | unknown
239591 | 02D-NIMISA | PJM | 202 | 12.47 | 1232 | 5029 | unknown
239541 | 02GREENTOW | PJM | 202 | 69 | 1232 | 5030 | unknown
239590 | 02D-GREENT | PJM | 202 | 12.47 | 1232 | 5030 | unknown
239725 | 02LAKEAVE | PJM | 202 | 345 | 1232 | 5031 | known |  | 41.5135 | -82.9147
239726 | 02LAKEAVE | PJM | 202 | 138 | 1232 | 5031 | known
239728 | 02BLKRVR | PJM | 202 | 138 | 1233 | 5032 | unknown |  |  |  | 41.5135 | -82.9147 | 5031 | 41.5135 | -82.9147 | 5031
239729 | 02BLKRVR | PJM | 202 | 69 | 1233 | 5032 | unknown |  |  |  | 41.5135 | -82.9147 | 5031 | 41.5135 | -82.9147 | 5031
239736 | 02OAKPOINT | PJM | 202 | 69 | 1233 | 5033 | unknown |  |  |  | 41.4264 | -82.2633 | 4902 | 41.4264 | -82.2633 | 4902
239738 | 02OAKPOINT | PJM | 202 | 138 | 1233 | 5033 | unknown |  |  |  | 41.4264 | -82.2633 | 4902 | 41.4264 | -82.2633 | 4902
239934 | 02HEASLEY | PJM | 202 | 138 | 1235 | 5034 | unknown |  |  |  | 41.1669 | -80.7486 | 5006 | 41.1669 | -80.7486 | 5006
239959 | 02HEASLEY | PJM | 202 | 69 | 1235 | 5034 | unknown |  |  |  | 41.1669 | -80.7486 | 5006 | 41.1669 | -80.7486 | 5006
240070 | 02Z2-028_1A | PJM | 202 | 19 | 1237 | 5035 | known
240071 | 02Z2-028_1B | PJM | 202 | 19 | 1237 | 5035 | known
240072 | 02Z2-028_1S | PJM | 202 | 19 | 1237 | 5035 | known
240074 | 02_Z2-028 | PJM | 202 | 345 | 1237 | 5035 | known |  | 41.1461 | -80.8555
240481 | 02COOK | PJM | 202 | 69 | 1241 | 5036 | unknown
240483 | 02T-O-D | PJM | 202 | 69 | 1241 | 5036 | unknown
240528 | 02D-COOK | PJM | 202 | 12.47 | 1241 | 5036 | unknown
240519 | 02ASHLAND | PJM | 202 | 69 | 1241 | 5037 | unknown | [6 empty] | 41.0318 | -83.1275 | 13096
241111 | 02ASHLAND | PJM | 202 | 138 | 1241 | 5037 | unknown | [6 empty] | 41.0318 | -83.1275 | 13096
240616 | 02BINGHAM | PJM | 202 | 69 | 1242 | 5038 | unknown
240631 | 02D-BINGHM | PJM | 202 | 12.47 | 1242 | 5038 | unknown
240662 | 02VALLEY | PJM | 202 | 69 | 1243 | 5039 | unknown | [8 empty] | 5656
240663 | 02VALLEY + | PJM | 202 | 69 | 1243 | 5039 | unknown | [8 empty] | 5656
240703 | 02D-VALLEY | PJM | 202 | 12.47 | 1243 | 5039 | unknown | [8 empty] | 5656
240669 | 02MOREFIEL | PJM | 202 | 69 | 1243 | 5040 | unknown
240702 | 02D-MOOREF | PJM | 202 | 12.47 | 1243 | 5040 | unknown
240670 | 02SRCLMBUS | PJM | 202 | 69 | 1243 | 5041 | unknown
240701 | 02D-COLUMB | PJM | 202 | 12.47 | 1243 | 5041 | unknown
240813 | 02GROTON | PJM | 202 | 138 | 1244 | 5042 | unknown |  |  |  | 41.3762 | -82.7339 | 5019 | 41.3762 | -82.7339 | 5019
240814 | 02GROTON | PJM | 202 | 69 | 1244 | 5042 | unknown |  |  |  | 41.3762 | -82.7339 | 5019 | 41.3762 | -82.7339 | 5019
240843 | 02BG2 | PJM | 202 | 69 | 1245 | 5043 | unknown
240968 | 02BG2 GEN | PJM | 202 | 12.47 | 1245 | 5043 | unknown
240845 | 02BG4 | PJM | 202 | 69 | 1245 | 5044 | unknown
240969 | 02BG4 G1 | PJM | 202 | 0.48 | 1245 | 5044 | unknown
240847 | 02BRYAN34 | PJM | 202 | 34.5 | 1245 | 5045 | unknown
240848 | 02BRYAN | PJM | 202 | 69 | 1245 | 5045 | unknown
240894 | 02RYAN 34 | PJM | 202 | 34.5 | 1245 | 5046 | unknown
240895 | 02RYAN | PJM | 202 | 69 | 1245 | 5046 | unknown
240972 | 02BG6 | PJM | 202 | 69 | 1245 | 5047 | unknown
240973 | 02BG6 AMPO | PJM | 202 | 11 | 1245 | 5047 | unknown
240974 | 02PGE | PJM | 202 | 69 | 1245 | 5048 | unknown
240975 | 02PGE GEN | PJM | 202 | 13.8 | 1245 | 5048 | unknown
241031 | 02AMH.MUN2 | PJM | 202 | 69 | 1233 | 5049 | unknown |  |  |  | 41.4264 | -82.2633 | 4902 | 41.4264 | -82.2633 | 4902
241932 | 02AMH.MUN2 | PJM | 202 | 138 | 1233 | 5049 | unknown |  |  |  | 41.4264 | -82.2633 | 4902 | 41.4264 | -82.2633 | 4902
241898 | 02Y1-069_1A | PJM | 202 | 19 | 1230 | 5050 | known |  | 41.6689 | -83.4421
241899 | 02Y1-069_1B | PJM | 202 | 19 | 1230 | 5050 | known |  | 41.6689 | -83.4421
241900 | 02Y1-069_1S | PJM | 202 | 19 | 1230 | 5050 | known |  | 41.6689 | -83.4421
241902 | 02OREGON | PJM | 202 | 345 | 1230 | 5050 | known |  | 41.6797 | -83.4411
239936 | 02MCCLELLAND | PJM | 202 | 345 | 1235 | 5051 | known |  | 40.993 | -80.4376
241913 | AA1-044 COL | PJM | 202 | 345 | 1235 | 5051 | known |  | 40.9929 | -80.4377
241937 | AA1-044 CT1 | PJM | 202 | 21 | 1235 | 5051 | known
241938 | AA1-044 CT2 | PJM | 202 | 21 | 1235 | 5051 | known
241939 | AA1-044 ST | PJM | 202 | 21 | 1235 | 5051 | known
241940 | AA1-123_ST1 | PJM | 202 | 18 | 1238 | 5052 | known
241941 | AA1-123_ST2 | PJM | 202 | 18 | 1238 | 5052 | known
241942 | AA1-123_MAIN | PJM | 202 | 345 | 1238 | 5052 | known |  | 40.602 | -80.6645
241943 | AA1-123_CT1 | PJM | 202 | 25 | 1238 | 5052 | known
241944 | AA1-123_CT2 | PJM | 202 | 25 | 1238 | 5052 | known
241945 | AB1-107 TAP | PJM | 202 | 138 | 1245 | 5053 | known |  | 41.6911 | -83.4364
241946 | AB1-107 CT1 | PJM | 202 | 20 | 1245 | 5053 | known
241901 | 02LALLENDORF | PJM | 202 | 345 | 1245 | 5054 | known |  | 41.6687 | -83.4423
241947 | AB1-107 CT2 | PJM | 202 | 20 | 1245 | 5054 | known
241948 | AB1-107 ST1 | PJM | 202 | 19 | 1245 | 5054 | known
241949 | AB1-107 POI | PJM | 202 | 345 | 1245 | 5054 | known |  | 41.6687 | -83.4423
242501 | 05CRG1EQ | PJM | 205 | 999 | 1295 | 5055 | known
242502 | 05CRG2EQ | PJM | 205 | 999 | 1295 | 5055 | known
242605 | 05CLNCHR | PJM | 205 | 138 | 1250 | 5055 | known |  | 36.9305 | -82.1981
242504 | 05ELYNCHEQ | PJM | 205 | 999 | 1255 | 5056 | known
242627 | 05E.LYNC | PJM | 205 | 138 | 1250 | 5056 | known |  | 37.4064 | -79.0772
242871 | 05E.LYNCH | PJM | 205 | 69 | 1255 | 5056 | known
243800 | 05E.LYNCHB | PJM | 205 | 34.5 | 1255 | 5056 | known
242505 | 05HILL EQ | PJM | 205 | 999 | 1255 | 5057 | unknown |  |  |  | 36.5929 | -82.6933 | 5069 | 36.5929 | -82.6933 | 5069
242667 | 05HILL | PJM | 205 | 138 | 1250 | 5057 | unknown |  |  |  | 36.5929 | -82.6933 | 5069 | 36.5929 | -82.6933 | 5069
244239 | 05HILL | PJM | 205 | 34.5 | 1255 | 5057 | unknown |  |  |  | 36.5929 | -82.6933 | 5069 | 36.5929 | -82.6933 | 5069
244240 | 05HILL- | PJM | 205 | 69 | 1255 | 5057 | unknown |  |  |  | 36.5929 | -82.6933 | 5069 | 36.5929 | -82.6933 | 5069
242506 | 05PEAKS EQ | PJM | 205 | 999 | 1255 | 5058 | known
242746 | 05PEAKVI | PJM | 205 | 138 | 1250 | 5058 | known |  | 37.3895 | -79.1223
242878 | 05PEAKSVIE | PJM | 205 | 69 | 1255 | 5058 | known
243801 | 05PEAKSVIE | PJM | 205 | 34.5 | 1255 | 5058 | known
242507 | 05SLYNCHEQ | PJM | 205 | 999 | 1255 | 5059 | known
242785 | 05S.LYNC | PJM | 205 | 138 | 1250 | 5059 | known |  | 37.3619 | -79.1798
242884 | 05S.LYNCHB | PJM | 205 | 69 | 1255 | 5059 | known
243802 | 05S.LYNCHB | PJM | 205 | 34.5 | 1255 | 5059 | known
242508 | 05AMOS | PJM | 205 | 765 | 1250 | 5060 | known |  | 38.4733 | -81.8228
242522 | 05AMOS | PJM | 205 | 345 | 1250 | 5060 | known |  | 38.4733 | -81.8228
242537 | 05AMOS | PJM | 205 | 138 | 1250 | 5060 | known
242538 | 05AMOS_6_XFL | PJM | 205 | 138 | 1250 | 5060 | known
242891 | 05AMG1 | PJM | 205 | 26 | 1295 | 5060 | known
242892 | 05AMG2 | PJM | 205 | 26 | 1295 | 5060 | known
242893 | 05AMG3 | PJM | 205 | 26 | 1295 | 5060 | known
247504 | 05AMOS_5_XFL | PJM | 205 | 345 | 1250 | 5060 | known
242509 | 05AXTON | PJM | 205 | 765 | 1250 | 5061 | unknown |  |  |  | 36.8791 | -80.8224 | 5065 | 36.8791 | -80.8224 | 5065
242544 | 05AXTON | PJM | 205 | 138 | 1250 | 5061 | unknown |  |  |  | 36.8791 | -80.8224 | 5065 | 36.8791 | -80.8224 | 5065
242545 | 05AXTONX | PJM | 205 | 138 | 1250 | 5061 | unknown |  |  |  | 36.8791 | -80.8224 | 5065 | 36.8791 | -80.8224 | 5065
242510 | 05BAKER | PJM | 205 | 765 | 1250 | 5062 | known |  | 38.1814 | -82.6102
242523 | 05BAKER | PJM | 205 | 345 | 1250 | 5062 | known |  | 38.1814 | -82.6102
243670 | 05BAKER | PJM | 205 | 138 | 1254 | 5062 | known
242511 | 05BROADF | PJM | 205 | 765 | 1250 | 5063 | known |  | 36.9214 | -81.6795
242518 | 05BROADF | PJM | 205 | 500 | 1250 | 5063 | known |  | 36.9214 | -81.6795
242566 | 05BROADF | PJM | 205 | 138 | 1250 | 5063 | known
242567 | 05BROADX | PJM | 205 | 138 | 1250 | 5063 | known
242512 | 05CLOVRD | PJM | 205 | 765 | 1250 | 5064 | known |  | 37.3756 | -79.8933
242519 | 05CLOVRD | PJM | 205 | 500 | 1250 | 5064 | known |  | 37.3756 | -79.8933
242524 | 05CLOVRD | PJM | 205 | 345 | 1250 | 5064 | known |  | 37.3756 | -79.8933
242607 | 05CLOVRD | PJM | 205 | 138 | 1250 | 5064 | known
244040 | 05CLOV 1 | PJM | 205 | 69 | 1255 | 5064 | known
242514 | 05J.FERR | PJM | 205 | 765 | 1250 | 5065 | known |  | 36.8791 | -80.8224
242520 | 05J.FERR | PJM | 205 | 500 | 1250 | 5065 | known
242684 | 05J.FERR | PJM | 205 | 138 | 1250 | 5065 | known
242685 | 05J.FERX | PJM | 205 | 138 | 1250 | 5065 | known
245993 | 05J.FERR SVS | PJM | 205 | 20.65 | 1250 | 5065 | known
242515 | 05JOSHUA | PJM | 205 | 765 | 1250 | 5066 | known
242688 | 05JOSHUA | PJM | 205 | 138 | 1250 | 5066 | known |  | 37.4255 | -79.0364
247669 | 05JOSHUA 1EQ | PJM | 205 | 999 | 1250 | 5066 | known |  | 37.4255 | -79.0365
247670 | 05JOSHUA_XFL | PJM | 205 | 138 | 1250 | 5066 | known
247671 | 05JOSHUA | PJM | 205 | 13.8 | 1255 | 5066 | known
242516 | 05MOUNTN | PJM | 205 | 765 | 1250 | 5067 | known |  | 38.9759 | -81.9421
242894 | 05MTG1 | PJM | 205 | 26 | 1295 | 5067 | known
247183 | 05MOUNTN | PJM | 205 | 345 | 1250 | 5067 | known
242517 | 05WYOMIN | PJM | 205 | 765 | 1250 | 5068 | known |  | 37.6579 | -81.6776
242855 | 05WYOMIN | PJM | 205 | 138 | 1250 | 5068 | known
242856 | 05WYOMX1 | PJM | 205 | 138 | 1250 | 5068 | known
242857 | 05WYOMX2 | PJM | 205 | 138 | 1250 | 5068 | known
242521 | 05NAGEL | PJM | 205 | 500 | 1250 | 5069 | known |  | 36.5929 | -82.6933
242532 | 05NAGEL | PJM | 205 | 230 | 1250 | 5069 | known
242729 | 05NAGEL | PJM | 205 | 138 | 1250 | 5069 | known |  | 36.5905 | -82.6962
247644 | 05NAGEL 1EQ | PJM | 205 | 999 | 1250 | 5069 | known |  | 36.5908 | -82.589
247645 | 05NAGEL T1 | PJM | 205 | 13.8 | 1250 | 5069 | known
247646 | 05NAGEL 3EQ | PJM | 205 | 999 | 1250 | 5069 | known |  | 36.5908 | -82.589
247647 | 05NAGEL T3 | PJM | 205 | 13.8 | 1250 | 5069 | known
242525 | 05KANAWH | PJM | 205 | 345 | 1250 | 5070 | known |  | 38.2078 | -81.419
242526 | 05KANAWZ | PJM | 205 | 345 | 1250 | 5070 | known
242689 | 05KANAWHA1 | PJM | 205 | 138 | 1250 | 5070 | known |  | 38.2078 | -81.4191
247064 | 05KANAWHA2 | PJM | 205 | 138 | 1250 | 5070 | known
247068 | 05KANAWH_ASZ | PJM | 205 | 138 | 1250 | 5070 | known
247092 | 05KANAWH_BSZ | PJM | 205 | 138 | 1250 | 5070 | known
242527 | 05M FUNK | PJM | 205 | 345 | 1250 | 5071 | known |  | 37.2315 | -80.1674
242708 | 05M FUNK | PJM | 205 | 138 | 1250 | 5071 | known
245845 | 05MFUNK1_XFL | PJM | 205 | 138 | 1250 | 5071 | known
247470 | 05MFUNK2_XFL | PJM | 205 | 138 | 1250 | 5071 | known
242528 | 05SPORN | PJM | 205 | 345 | 1250 | 5072 | known |  | 38.9619 | -81.9294
242807 | 05SPORN | PJM | 205 | 138 | 1250 | 5072 | known
242808 | 05SPORNS | PJM | 205 | 138 | 1250 | 5072 | known
247050 | 05CLINE | PJM | 205 | 138 | 1250 | 5072 | known
242529 | 05TRISTA | PJM | 205 | 345 | 1250 | 5073 | known |  | 38.3521 | -82.532
242835 | 05TRISTA | PJM | 205 | 138 | 1250 | 5073 | known |  | 38.3521 | -82.532
243643 | 05TRISTA EQ1 | PJM | 205 | 999 | 1255 | 5073 | known |  | 38.3521 | -82.532
243644 | 05TRISTAT T1 | PJM | 205 | 13.8 | 1255 | 5073 | known
242530 | 05EDANV1 | PJM | 205 | 230 | 1250 | 5074 | unknown |  |  |  | 36.4833 | -79.0731 | 6404 | 36.4833 | -79.0731 | 6404
242531 | 05EDANV2 | PJM | 205 | 230 | 1250 | 5074 | unknown |  |  |  | 36.4833 | -79.0731 | 6404 | 36.4833 | -79.0731 | 6404
242631 | 05EDAN 1 | PJM | 205 | 138 | 1250 | 5074 | unknown |  |  |  | 36.4833 | -79.0731 | 6404 | 36.4833 | -79.0731 | 6404
242632 | 05EDAN 2 | PJM | 205 | 138 | 1250 | 5074 | unknown |  |  |  | 36.4833 | -79.0731 | 6404 | 36.4833 | -79.0731 | 6404
243960 | 05E.DANVIL | PJM | 205 | 69 | 1255 | 5074 | unknown |  |  |  | 36.4833 | -79.0731 | 6404 | 36.4833 | -79.0731 | 6404
243962 | 05EDANV1EQ | PJM | 205 | 999 | 1255 | 5074 | unknown |  |  |  | 36.4833 | -79.0731 | 6404 | 36.4833 | -79.0731 | 6404
242533 | 05ABINGD | PJM | 205 | 138 | 1250 | 5075 | unknown | [5 empty] | 5055 |  |  | 5055
242861 | 05ABINGDON | PJM | 205 | 69 | 1255 | 5075 | unknown | [5 empty] | 5055 |  |  | 5055
242540 | 05APPLE1 | PJM | 205 | 138 | 1250 | 5076 | unknown
242541 | 05APPLE2 | PJM | 205 | 138 | 1250 | 5076 | unknown
244750 | 05APPLEGRV | PJM | 205 | 12 | 1255 | 5076 | unknown
244751 | 05APPLEGRV | PJM | 205 | 69 | 1255 | 5076 | unknown
244752 | 05APPLGREQ | PJM | 205 | 999 | 1255 | 5076 | unknown
242546 | 05BAILS1 | PJM | 205 | 138 | 1250 | 5077 | unknown |  |  |  | 37.6579 | -81.6776 | 5068 | 37.6579 | -81.6776 | 5068
242547 | 05BAILS2 | PJM | 205 | 138 | 1250 | 5077 | unknown |  |  |  | 37.6579 | -81.6776 | 5068 | 37.6579 | -81.6776 | 5068
244334 | 05BAILSVL | PJM | 205 | 46 | 1255 | 5077 | unknown |  |  |  | 37.6579 | -81.6776 | 5068 | 37.6579 | -81.6776 | 5068
242548 | 05BANCRO | PJM | 205 | 138 | 1250 | 5078 | unknown |  |  |  | 38.4733 | -81.8228 | 5060 | 38.4733 | -81.8228 | 5060
244863 | 05BANCROFT | PJM | 205 | 69 | 1255 | 5078 | unknown |  |  |  | 38.4733 | -81.8228 | 5060 | 38.4733 | -81.8228 | 5060
242551 | 05BELVA | PJM | 205 | 138 | 1250 | 5079 | unknown | [6 empty] | 38.2078 | -81.419 | 5070
244824 | 05BELVA | PJM | 205 | 46 | 1255 | 5079 | unknown | [6 empty] | 38.2078 | -81.419 | 5070
242554 | 05BIM | PJM | 205 | 138 | 1250 | 5080 | unknown
244474 | 05BIM | PJM | 205 | 46 | 1255 | 5080 | unknown
244475 | 05BIM | PJM | 205 | 69 | 1255 | 5080 | unknown
244477 | 05BIM EQ | PJM | 205 | 999 | 1255 | 5080 | unknown
242558 | 05BOLT | PJM | 205 | 138 | 1250 | 5081 | unknown
244376 | 05BOLT | PJM | 205 | 46 | 1255 | 5081 | unknown
244377 | 05BOLTEQ | PJM | 205 | 999 | 1255 | 5081 | unknown
242564 | 05BRADL1 | PJM | 205 | 138 | 1250 | 5082 | unknown | [6 empty] | 38.2078 | -81.419 | 5070
242565 | 05BRADL2 | PJM | 205 | 138 | 1250 | 5082 | unknown | [6 empty] | 38.2078 | -81.419 | 5070
244380 | 05BRADLEY | PJM | 205 | 69 | 1255 | 5082 | unknown | [6 empty] | 38.2078 | -81.419 | 5070
244876 | 05BRADLEY | PJM | 205 | 46 | 1255 | 5082 | unknown | [6 empty] | 38.2078 | -81.419 | 5070
244877 | 05BRDLEYEQ | PJM | 205 | 999 | 1255 | 5082 | unknown | [6 empty] | 38.2078 | -81.419 | 5070
242570 | 05BUCHAN | PJM | 205 | 138 | 1295 | 5083 | unknown
247282 | 05BUCHG1 | PJM | 205 | 13.8 | 1295 | 5083 | unknown
247283 | 05BUCHG2 | PJM | 205 | 13.8 | 1295 | 5083 | unknown
242576 | 05CAPITOLH | PJM | 205 | 138 | 1250 | 5084 | unknown
244775 | 05CAPITOL1 | PJM | 205 | 46 | 1255 | 5084 | unknown
244776 | 05CAPITOLH | PJM | 205 | 69 | 1255 | 5084 | unknown
244778 | 05CAPTLHEQ | PJM | 205 | 999 | 1255 | 5084 | unknown
244808 | 05CAPITOL2 | PJM | 205 | 46 | 1255 | 5084 | unknown
247844 | 05CAPITOLH2 | PJM | 205 | 138 | 1250 | 5084 | unknown
247845 | 05CAPITOL3 | PJM | 205 | 46 | 1255 | 5084 | unknown
242580 | 05CARBND | PJM | 205 | 138 | 1250 | 5085 | unknown |  |  |  | 38.2078 | -81.419 | 5070 | 38.2078 | -81.419 | 5070
244387 | 05CARBONDL | PJM | 205 | 69 | 1255 | 5085 | unknown |  |  |  | 38.2078 | -81.419 | 5070 | 38.2078 | -81.419 | 5070
244878 | 05CARBNDEQ | PJM | 205 | 999 | 1255 | 5085 | unknown |  |  |  | 38.2078 | -81.419 | 5070 | 38.2078 | -81.419 | 5070
244879 | 05CARBONDL | PJM | 205 | 46 | 1255 | 5085 | unknown |  |  |  | 38.2078 | -81.419 | 5070 | 38.2078 | -81.419 | 5070
242581 | 05CARSWE | PJM | 205 | 138 | 1250 | 5086 | unknown
244342 | 05CARSWELL | PJM | 205 | 13 | 1255 | 5086 | unknown
244343 | 05CARSWELL | PJM | 205 | 88 | 1255 | 5086 | unknown
244344 | 05CARWLEQ | PJM | 205 | 999 | 1255 | 5086 | unknown
242583 | 05CATAWB | PJM | 205 | 138 | 1250 | 5087 | unknown |  |  |  | 37.3756 | -79.8933 | 5064 | 37.3756 | -79.8933 | 5064
244032 | 05CATAWBA | PJM | 205 | 34.5 | 1255 | 5087 | unknown |  |  |  | 37.3756 | -79.8933 | 5064 | 37.3756 | -79.8933 | 5064
244033 | 05CATAWBA | PJM | 205 | 69 | 1255 | 5087 | unknown |  |  |  | 37.3756 | -79.8933 | 5064 | 37.3756 | -79.8933 | 5064
244034 | 05CATAWBEQ | PJM | 205 | 999 | 1255 | 5087 | unknown |  |  |  | 37.3756 | -79.8933 | 5064 | 37.3756 | -79.8933 | 5064
242589 | 05CENTCR | PJM | 205 | 138 | 1250 | 5088 | unknown
242590 | 05CENTER | PJM | 205 | 138 | 1250 | 5088 | unknown
242591 | 05CENTRR | PJM | 205 | 138 | 1250 | 5088 | unknown
243907 | 05CENTEREQ | PJM | 205 | 999 | 1255 | 5088 | unknown
243908 | 05CENTERVI | PJM | 205 | 69 | 1255 | 5088 | unknown
242592 | 05CHEM 1 | PJM | 205 | 138 | 1250 | 5089 | unknown | [6 empty] | 38.4733 | -81.8228 | 5060
242593 | 05CHEM 2 | PJM | 205 | 138 | 1250 | 5089 | unknown | [6 empty] | 38.4733 | -81.8228 | 5060
244781 | 05CHEM 1 | PJM | 205 | 46 | 1255 | 5089 | unknown | [6 empty] | 38.4733 | -81.8228 | 5060
244782 | 05CHEM 2 | PJM | 205 | 46 | 1255 | 5089 | unknown | [6 empty] | 38.4733 | -81.8228 | 5060
244783 | 05CHEM 3 | PJM | 205 | 46 | 1255 | 5089 | unknown | [6 empty] | 38.4733 | -81.8228 | 5060
242596 | 05CHESTR | PJM | 205 | 138 | 1250 | 5090 | unknown | [6 empty] | 38.2078 | -81.419 | 5070
244784 | 05CHES AVE | PJM | 205 | 46 | 1255 | 5090 | unknown | [6 empty] | 38.2078 | -81.419 | 5070
244785 | 05CHES AVE | PJM | 205 | 69 | 1255 | 5090 | unknown | [6 empty] | 38.2078 | -81.419 | 5070
244786 | 05CHESAVEQ | PJM | 205 | 999 | 1255 | 5090 | unknown | [6 empty] | 38.2078 | -81.419 | 5070
242597 | 05CHNC | PJM | 205 | 138 | 1250 | 5091 | unknown
244480 | 05CHAUNCEY | PJM | 205 | 46 | 1255 | 5091 | unknown
242603 | 05CLIFFR | PJM | 205 | 138 | 1250 | 5092 | unknown
242888 | 05CLIFFORD | PJM | 205 | 46 | 1255 | 5092 | unknown
242606 | 05CLNLFD | PJM | 205 | 138 | 1250 | 5093 | unknown | [5 empty] | 5055 |  |  | 5055
242868 | 05CLNCHFLD | PJM | 205 | 69 | 1255 | 5093 | unknown | [5 empty] | 5055 |  |  | 5055
242618 | 05DAMERN | PJM | 205 | 138 | 1250 | 5094 | unknown
244395 | 05DAMERNEQ | PJM | 205 | 999 | 1255 | 5094 | unknown
244396 | 05DAMERON | PJM | 205 | 46 | 1255 | 5094 | unknown
242619 | 05DANVL1 | PJM | 205 | 138 | 1250 | 5095 | unknown | [6 empty] | 36.4833 | -79.0731 | 6404
242620 | 05DANVL2 | PJM | 205 | 138 | 1250 | 5095 | unknown | [6 empty] | 36.4833 | -79.0731 | 6404
243955 | 05DANVILLE | PJM | 205 | 34.5 | 1255 | 5095 | unknown | [6 empty] | 36.4833 | -79.0731 | 6404
243956 | 05DANVILLE | PJM | 205 | 69 | 1255 | 5095 | unknown | [6 empty] | 36.4833 | -79.0731 | 6404
243957 | 05DANVL1EQ | PJM | 205 | 999 | 1255 | 5095 | unknown | [6 empty] | 36.4833 | -79.0731 | 6404
242621 | 05DARRH1 | PJM | 205 | 138 | 1250 | 5096 | unknown |  |  |  | 38.3521 | -82.532 | 5073 | 38.3521 | -82.532 | 5073
242622 | 05DARRH2 | PJM | 205 | 138 | 1250 | 5096 | unknown |  |  |  | 38.3521 | -82.532 | 5073 | 38.3521 | -82.532 | 5073
244699 | 05DARAH2EQ | PJM | 205 | 999 | 1255 | 5096 | unknown |  |  |  | 38.3521 | -82.532 | 5073 | 38.3521 | -82.532 | 5073
244700 | 05DARRAH | PJM | 205 | 34.5 | 1255 | 5096 | unknown |  |  |  | 38.3521 | -82.532 | 5073 | 38.3521 | -82.532 | 5073
244704 | 05DARRAHT3 | PJM | 205 | 34.5 | 1255 | 5096 | unknown |  |  |  | 38.3521 | -82.532 | 5073 | 38.3521 | -82.532 | 5073
242626 | 05E.HUNTING2 | PJM | 205 | 138 | 1250 | 5097 | unknown |  |  |  | 38.4771 | -82.396 | 5163 | 38.4771 | -82.396 | 5163
244705 | 05E HUNTGT | PJM | 205 | 34.5 | 1255 | 5097 | unknown |  |  |  | 38.4771 | -82.396 | 5163 | 38.4771 | -82.396 | 5163
244706 | 05E.HUNT F | PJM | 205 | 34.5 | 1255 | 5097 | unknown |  |  |  | 38.4771 | -82.396 | 5163 | 38.4771 | -82.396 | 5163
244708 | 05E.HUNTEQ | PJM | 205 | 999 | 1255 | 5097 | unknown |  |  |  | 38.4771 | -82.396 | 5163 | 38.4771 | -82.396 | 5163
244709 | 05E.HUNTGT | PJM | 205 | 69 | 1255 | 5097 | unknown |  |  |  | 38.4771 | -82.396 | 5163 | 38.4771 | -82.396 | 5163
245664 | 05E.HUNTING1 | PJM | 205 | 138 | 1250 | 5097 | unknown |  |  |  | 38.4771 | -82.396 | 5163 | 38.4771 | -82.396 | 5163
242629 | 05E.MONU | PJM | 205 | 138 | 1250 | 5098 | unknown | [6 empty] | 36.4833 | -79.0731 | 6404
243948 | 05BRANTLY | PJM | 205 | 69 | 1255 | 5098 | unknown | [6 empty] | 36.4833 | -79.0731 | 6404
242642 | 05FRANKLIN | PJM | 205 | 138 | 1250 | 5099 | unknown
242643 | 05FRANK5 | PJM | 205 | 138 | 1250 | 5099 | unknown
243971 | 05FRANKLIN | PJM | 205 | 34.5 | 1255 | 5099 | unknown
242644 | 05FREMO1 | PJM | 205 | 138 | 1250 | 5100 | unknown | [5 empty] | 5055 |  |  | 5055
242645 | 05FREMO2 | PJM | 205 | 138 | 1250 | 5100 | unknown | [5 empty] | 5055 |  |  | 5055
242873 | 05FREMONT- | PJM | 205 | 69 | 1255 | 5100 | unknown | [5 empty] | 5055 |  |  | 5055
242648 | 05GARDEC | PJM | 205 | 138 | 1250 | 5101 | unknown
244284 | 05GARDNCRK | PJM | 205 | 69 | 1255 | 5101 | unknown
242650 | 05GLENL1 | PJM | 205 | 138 | 1250 | 5102 | unknown
242651 | 05GLENL2 | PJM | 205 | 138 | 1250 | 5102 | unknown
244128 | 05GLENLYNL | PJM | 205 | 34 | 1255 | 5102 | unknown
242659 | 05GRNGST | PJM | 205 | 138 | 1250 | 5103 | unknown |  |  |  | 38.1727 | -82.6178 | 5393 | 38.1727 | -82.6178 | 5393
247326 | 05GRG1EQ | PJM | 205 | 999 | 1295 | 5103 | unknown |  |  |  | 38.1727 | -82.6178 | 5393 | 38.1727 | -82.6178 | 5393
247327 | 05GRG2EQ | PJM | 205 | 999 | 1295 | 5103 | unknown |  |  |  | 38.1727 | -82.6178 | 5393 | 38.1727 | -82.6178 | 5393
247328 | 05GRG3EQ | PJM | 205 | 999 | 1295 | 5103 | unknown |  |  |  | 38.1727 | -82.6178 | 5393 | 38.1727 | -82.6178 | 5393
242661 | 05HALES1 | PJM | 205 | 138 | 1250 | 5104 | unknown
242662 | 05HALES2 | PJM | 205 | 138 | 1250 | 5104 | unknown
244288 | 05HALES BR | PJM | 205 | 12 | 1255 | 5104 | unknown
244289 | 05HALES BR | PJM | 205 | 69 | 1255 | 5104 | unknown
244290 | 05HALESBEQ | PJM | 205 | 999 | 1255 | 5104 | unknown
242663 | 05HANCK1 | PJM | 205 | 138 | 1250 | 5105 | unknown |  |  |  | 37.2315 | -80.1674 | 5071 | 37.2315 | -80.1674 | 5071
244049 | 05HANCK1EQ | PJM | 205 | 999 | 1255 | 5105 | unknown |  |  |  | 37.2315 | -80.1674 | 5071 | 37.2315 | -80.1674 | 5071
244050 | 05HANCK2EQ | PJM | 205 | 999 | 1255 | 5105 | unknown |  |  |  | 37.2315 | -80.1674 | 5071 | 37.2315 | -80.1674 | 5071
244052 | 05HANCOCK1 | PJM | 205 | 34.5 | 1255 | 5105 | unknown |  |  |  | 37.2315 | -80.1674 | 5071 | 37.2315 | -80.1674 | 5071
244053 | 05HANCOCK | PJM | 205 | 69 | 1255 | 5105 | unknown |  |  |  | 37.2315 | -80.1674 | 5071 | 37.2315 | -80.1674 | 5071
244056 | 05INDUST D | PJM | 205 | 69 | 1255 | 5105 | unknown |  |  |  | 37.2315 | -80.1674 | 5071 | 37.2315 | -80.1674 | 5071
244099 | 05HANCOCK2 | PJM | 205 | 34.5 | 1255 | 5105 | unknown |  |  |  | 37.2315 | -80.1674 | 5071 | 37.2315 | -80.1674 | 5071
242669 | 05HOLST1 | PJM | 205 | 138 | 1250 | 5106 | known |  | 36.5193 | -82.5291
242670 | 05HOLST2 | PJM | 205 | 138 | 1250 | 5106 | known
242829 | 05TENNE1 | PJM | 205 | 138 | 1250 | 5106 | known
242830 | 05TENNE2 | PJM | 205 | 138 | 1250 | 5106 | known
244193 | 05HLSTN1EQ | PJM | 205 | 999 | 1255 | 5106 | known
244194 | 05HLSTN5EQ | PJM | 205 | 999 | 1255 | 5106 | known
244196 | 05HOLSTN L | PJM | 205 | 69 | 1255 | 5106 | known
244197 | 05HOLSTON1 | PJM | 205 | 34.5 | 1255 | 5106 | known
244222 | 05HOLSTON2 | PJM | 205 | 34.5 | 1255 | 5106 | known
242671 | 05HOPKIN | PJM | 205 | 138 | 1250 | 5107 | unknown
244493 | 05HOPKINS | PJM | 205 | 46 | 1255 | 5107 | unknown
244494 | 05HOPKINS | PJM | 205 | 69 | 1255 | 5107 | unknown
244496 | 05HOPKNSEQ | PJM | 205 | 999 | 1255 | 5107 | unknown
242674 | 05HUFFCK | PJM | 205 | 138 | 1250 | 5108 | unknown
244497 | 05HUFFCREQ | PJM | 205 | 999 | 1255 | 5108 | unknown
244498 | 05HUFFCRK | PJM | 205 | 46 | 1255 | 5108 | unknown
244499 | 05HUFFCRK | PJM | 205 | 69 | 1255 | 5108 | unknown
242676 | 05HUNTCT | PJM | 205 | 138 | 1250 | 5109 | unknown |  |  |  | 37.3756 | -79.8933 | 5064 | 37.3756 | -79.8933 | 5064
244054 | 05HUNTNGTN | PJM | 205 | 34.5 | 1255 | 5109 | unknown |  |  |  | 37.3756 | -79.8933 | 5064 | 37.3756 | -79.8933 | 5064
244097 | 05HUNTCRT2 | PJM | 205 | 69 | 1255 | 5109 | unknown |  |  |  | 37.3756 | -79.8933 | 5064 | 37.3756 | -79.8933 | 5064
244101 | 05HUNTCTEQ | PJM | 205 | 999 | 1255 | 5109 | unknown |  |  |  | 37.3756 | -79.8933 | 5064 | 37.3756 | -79.8933 | 5064
244102 | 05HUNTCRT1 | PJM | 205 | 69 | 1255 | 5109 | unknown |  |  |  | 37.3756 | -79.8933 | 5064 | 37.3756 | -79.8933 | 5064
242682 | 05JIM BRANCH | PJM | 205 | 138 | 1250 | 5110 | unknown
244352 | 05JIM BRCHEQ | PJM | 205 | 999 | 1255 | 5110 | unknown
244353 | 05JIMBRNCH | PJM | 205 | 46 | 1255 | 5110 | unknown
244354 | 05JIM BRANCH | PJM | 205 | 69 | 1255 | 5110 | unknown
242683 | 05J.EARL | PJM | 205 | 138 | 1250 | 5111 | unknown
244171 | 05J.EARLY | PJM | 205 | 69 | 1255 | 5111 | unknown
247304 | 05J.EARL 1EQ | PJM | 205 | 999 | 1255 | 5111 | unknown
247305 | 05J.EARLY T1 | PJM | 205 | 34.5 | 1255 | 5111 | unknown
247307 | 05J.EARL 2EQ | PJM | 205 | 999 | 1255 | 5111 | unknown
247308 | 05J.EARLY T2 | PJM | 205 | 34.5 | 1255 | 5111 | unknown
242691 | 05KENOVA | PJM | 205 | 138 | 1250 | 5112 | unknown |  |  |  | 38.3521 | -82.532 | 5073 | 38.3521 | -82.532 | 5073
244720 | 05KENOVA H | PJM | 205 | 69 | 1255 | 5112 | unknown |  |  |  | 38.3521 | -82.532 | 5073 | 38.3521 | -82.532 | 5073
242695 | 05KINCAI | PJM | 205 | 138 | 1250 | 5113 | unknown |  |  |  | 38.2078 | -81.419 | 5070 | 38.2078 | -81.419 | 5070
244416 | 05KINCAID | PJM | 205 | 69 | 1255 | 5113 | unknown |  |  |  | 38.2078 | -81.419 | 5070 | 38.2078 | -81.419 | 5070
244886 | 05KINCAID | PJM | 205 | 46 | 1255 | 5113 | unknown |  |  |  | 38.2078 | -81.419 | 5070 | 38.2078 | -81.419 | 5070
244888 | 05KNCAIDEQ | PJM | 205 | 999 | 1255 | 5113 | unknown |  |  |  | 38.2078 | -81.419 | 5070 | 38.2078 | -81.419 | 5070
242698 | 05LAKIN | PJM | 205 | 138 | 1250 | 5114 | unknown |  |  |  | 38.9619 | -81.9294 | 5072 | 38.9619 | -81.9294 | 5072
244756 | 05LAKIN | PJM | 205 | 69 | 1255 | 5114 | unknown |  |  |  | 38.9619 | -81.9294 | 5072 | 38.9619 | -81.9294 | 5072
242701 | 05LEESVI | PJM | 205 | 138 | 1250 | 5115 | unknown |  |  |  | 37.0403 | -79.5326 | 5137 | 37.0403 | -79.5326 | 5137
247284 | 05LEESVG | PJM | 205 | 13.8 | 1295 | 5115 | unknown |  |  |  | 37.0403 | -79.5326 | 5137 | 37.0403 | -79.5326 | 5137
242706 | 05LOONEY | PJM | 205 | 138 | 1250 | 5116 | unknown
244324 | 05LOONEYCR | PJM | 205 | 69 | 1255 | 5116 | unknown
244326 | 05LOONEYEQ | PJM | 205 | 999 | 1255 | 5116 | unknown
242711 | 05MARTN1 | PJM | 205 | 138 | 1250 | 5117 | unknown | [6 empty] | 36.8791 | -80.8224 | 5065
242712 | 05MARTN2 | PJM | 205 | 138 | 1250 | 5117 | unknown | [6 empty] | 36.8791 | -80.8224 | 5065
243977 | 05MARTINSVL1 | PJM | 205 | 34.5 | 1255 | 5117 | unknown | [6 empty] | 36.8791 | -80.8224 | 5065
243979 | 05MARTINSVL2 | PJM | 205 | 34.5 | 1255 | 5117 | unknown | [6 empty] | 36.8791 | -80.8224 | 5065
246788 | 05MARTINV1EQ | PJM | 205 | 999 | 1255 | 5117 | unknown | [6 empty] | 36.8791 | -80.8224 | 5065
247124 | 05MARTINSVL1 | PJM | 205 | 69 | 1255 | 5117 | unknown | [6 empty] | 36.8791 | -80.8224 | 5065
247125 | 05MARTINV2EQ | PJM | 205 | 999 | 1255 | 5117 | unknown | [6 empty] | 36.8791 | -80.8224 | 5065
247210 | 05MARTINSVL2 | PJM | 205 | 69 | 1255 | 5117 | unknown | [6 empty] | 36.8791 | -80.8224 | 5065
242714 | 05MEADWV | PJM | 205 | 138 | 1250 | 5118 | unknown | [6 empty] | 36.9214 | -81.6795 | 5063
242875 | 05MEADWVW | PJM | 205 | 69 | 1255 | 5118 | unknown | [6 empty] | 36.9214 | -81.6795 | 5063
242715 | 05MERRIM | PJM | 205 | 138 | 1250 | 5119 | unknown
244110 | 05MERRIMAC | PJM | 205 | 69 | 1255 | 5119 | unknown
242717 | 05MILTON | PJM | 205 | 138 | 1250 | 5120 | unknown
244722 | 05MILTON | PJM | 205 | 69 | 1255 | 5120 | unknown
242721 | 05MORGAN | PJM | 205 | 138 | 1250 | 5121 | unknown
244135 | 05MORGAN C | PJM | 205 | 34.5 | 1255 | 5121 | unknown
244137 | 05MORGANEQ | PJM | 205 | 999 | 1255 | 5121 | unknown
242724 | 05MOSELEY | PJM | 205 | 138 | 1250 | 5122 | unknown
243921 | 05MOSELEY | PJM | 205 | 69 | 1255 | 5122 | unknown
243923 | 05MOSELYEQ | PJM | 205 | 999 | 1255 | 5122 | unknown
243935 | 05WHEELBR | PJM | 205 | 13.8 | 1255 | 5122 | unknown
242727 | 05MULLEN | PJM | 205 | 138 | 1250 | 5123 | unknown
244432 | 05MULLENS | PJM | 205 | 46 | 1255 | 5123 | unknown
242731 | 05NBLACK | PJM | 205 | 138 | 1250 | 5124 | unknown
244114 | 05NBLACKEQ | PJM | 205 | 999 | 1255 | 5124 | unknown
242747 | 05PEMBRT | PJM | 205 | 138 | 1250 | 5125 | unknown
244437 | 05PEMBERTN | PJM | 205 | 46 | 1255 | 5125 | unknown
244438 | 05PEMBRTEQ | PJM | 205 | 999 | 1255 | 5125 | unknown
242762 | 05REEDCR | PJM | 205 | 138 | 1250 | 5126 | unknown |  |  |  | 36.5929 | -82.6933 | 5069 | 36.5929 | -82.6933 | 5069
244207 | 05REEDYCEQ | PJM | 205 | 999 | 1255 | 5126 | unknown |  |  |  | 36.5929 | -82.6933 | 5069 | 36.5929 | -82.6933 | 5069
244209 | 05REEDYCRK | PJM | 205 | 34.5 | 1255 | 5126 | unknown |  |  |  | 36.5929 | -82.6933 | 5069 | 36.5929 | -82.6933 | 5069
244210 | 05REEDYCRK | PJM | 205 | 69 | 1255 | 5126 | unknown |  |  |  | 36.5929 | -82.6933 | 5069 | 36.5929 | -82.6933 | 5069
242765 | 05REUSENS1 | PJM | 205 | 138 | 1250 | 5127 | unknown
242882 | 05REUSENS | PJM | 205 | 69 | 1255 | 5127 | unknown
242889 | 05REUSENS | PJM | 205 | 34.5 | 1255 | 5127 | unknown
242890 | 05REUSENS2 | PJM | 205 | 34.5 | 1255 | 5127 | unknown
246229 | 05REUSENS2 | PJM | 205 | 138 | 1250 | 5127 | unknown
242766 | 05RICHLA | PJM | 205 | 138 | 1250 | 5128 | unknown
244305 | 05RICHLNDS | PJM | 205 | 69 | 1255 | 5128 | unknown
242767 | 05RIDGWA | PJM | 205 | 138 | 1250 | 5129 | unknown | [5 empty] | 6575 |  |  | 6575
242768 | 05RIDGWX | PJM | 205 | 138 | 1250 | 5129 | unknown | [5 empty] | 6575 |  |  | 6575
242769 | 05RIDGWY | PJM | 205 | 138 | 1250 | 5129 | unknown | [5 empty] | 6575 |  |  | 6575
243986 | 05RIDGEWAY | PJM | 205 | 69 | 1255 | 5129 | unknown | [5 empty] | 6575 |  |  | 6575
242770 | 05RIGIS | PJM | 205 | 138 | 1250 | 5130 | unknown
243988 | 05RIGIS | PJM | 205 | 69 | 1255 | 5130 | unknown
242771 | 05RIVERS | PJM | 205 | 138 | 1250 | 5131 | unknown
243989 | 05RIVERSD | PJM | 205 | 69 | 1255 | 5131 | unknown
242773 | 05ROANO1 | PJM | 205 | 138 | 1250 | 5132 | unknown
242774 | 05ROANO2 | PJM | 205 | 138 | 1250 | 5132 | unknown
244072 | 05ROANOKE | PJM | 205 | 34.5 | 1255 | 5132 | unknown
244073 | 05ROANOKE | PJM | 205 | 69 | 1255 | 5132 | unknown
242784 | 05S.BLUE | PJM | 205 | 138 | 1250 | 5133 | unknown
244361 | 05SBLFIELD | PJM | 205 | 12 | 1255 | 5133 | unknown
242788 | 05SALTV1 | PJM | 205 | 138 | 1250 | 5134 | unknown |  |  |  | 36.9214 | -81.6795 | 5063 | 36.9214 | -81.6795 | 5063
242789 | 05SALTV2 | PJM | 205 | 138 | 1250 | 5134 | unknown |  |  |  | 36.9214 | -81.6795 | 5063 | 36.9214 | -81.6795 | 5063
242885 | 05SALTVILL | PJM | 205 | 69 | 1255 | 5134 | unknown |  |  |  | 36.9214 | -81.6795 | 5063 | 36.9214 | -81.6795 | 5063
242791 | 05SCHRIS | PJM | 205 | 138 | 1250 | 5135 | unknown
244118 | 05SCHRISTB | PJM | 205 | 69 | 1255 | 5135 | unknown
242792 | 05SCOTSV | PJM | 205 | 138 | 1250 | 5136 | unknown | [5 empty] | 6861 |  |  | 6861
243803 | 05SCOTTVIL | PJM | 205 | 46 | 1255 | 5136 | unknown | [5 empty] | 6861 |  |  | 6861
242802 | 05SMITHMTN | PJM | 205 | 138 | 1250 | 5137 | known |  | 37.0403 | -79.5326
246843 | 05SMG1 | PJM | 205 | 13.8 | 1295 | 5137 | known
246844 | 05SMG2 | PJM | 205 | 13.8 | 1295 | 5137 | known
246845 | 05SMG3 | PJM | 205 | 13.8 | 1295 | 5137 | known
246846 | 05SMG4 | PJM | 205 | 13.8 | 1295 | 5137 | known
246847 | 05SMG5 | PJM | 205 | 13.8 | 1295 | 5137 | known
242809 | 05SPRIG1 | PJM | 205 | 138 | 1250 | 5138 | unknown
242810 | 05SPRIG2 | PJM | 205 | 138 | 1250 | 5138 | unknown
244558 | 05SPRIGG | PJM | 205 | 46 | 1255 | 5138 | unknown
244559 | 05SPRIGG | PJM | 205 | 69 | 1255 | 5138 | unknown
244561 | 05SPRIGGEQ | PJM | 205 | 999 | 1255 | 5138 | unknown
242821 | 05SUNDL2 | PJM | 205 | 138 | 1250 | 5139 | unknown
244448 | 05SUNDIAL | PJM | 205 | 46 | 1255 | 5139 | unknown
244528 | 05SUNDIAL | PJM | 205 | 69 | 1255 | 5139 | unknown
244529 | 05SUNDILEQ | PJM | 205 | 999 | 1255 | 5139 | unknown
242824 | 05TAMSM1 | PJM | 205 | 138 | 1250 | 5140 | unknown
244449 | 05TAMS MT | PJM | 205 | 46 | 1255 | 5140 | unknown
244450 | 05TAMS MT | PJM | 205 | 69 | 1255 | 5140 | unknown
244451 | 05TAMSMTEQ | PJM | 205 | 999 | 1255 | 5140 | unknown
242827 | 05TAZEWE | PJM | 205 | 138 | 1250 | 5141 | unknown | [6 empty] | 36.9214 | -81.6795 | 5063
244310 | 05TAZEWELL | PJM | 205 | 34.5 | 1255 | 5141 | unknown | [6 empty] | 36.9214 | -81.6795 | 5063
244311 | 05TAZEWELL | PJM | 205 | 69 | 1255 | 5141 | unknown | [6 empty] | 36.9214 | -81.6795 | 5063
244313 | 05TAZEWLEQ | PJM | 205 | 999 | 1255 | 5141 | unknown | [6 empty] | 36.9214 | -81.6795 | 5063
242579 | 05CARBMA | PJM | 205 | 138 | 1250 | 5142 | unknown |  |  |  | 38.4733 | -81.8228 | 5060 | 38.4733 | -81.8228 | 5060
242836 | 05TURNE1 | PJM | 205 | 138 | 1250 | 5142 | unknown |  |  |  | 38.4733 | -81.8228 | 5060 | 38.4733 | -81.8228 | 5060
244799 | 05TURNER | PJM | 205 | 46 | 1255 | 5142 | unknown |  |  |  | 38.4733 | -81.8228 | 5060 | 38.4733 | -81.8228 | 5060
244872 | 05TURNER | PJM | 205 | 69 | 1255 | 5142 | unknown |  |  |  | 38.4733 | -81.8228 | 5060 | 38.4733 | -81.8228 | 5060
242838 | 05TWELVE | PJM | 205 | 138 | 1250 | 5143 | unknown |  |  |  | 38.3521 | -82.532 | 5073 | 38.3521 | -82.532 | 5073
243904 | 05MARIETT | PJM | 205 | 138 | 1250 | 5143 | unknown |  |  |  | 38.3521 | -82.532 | 5073 | 38.3521 | -82.532 | 5073
246860 | 05CER1EQ | PJM | 205 | 999 | 1295 | 5143 | unknown |  |  |  | 38.3521 | -82.532 | 5073 | 38.3521 | -82.532 | 5073
246863 | 05CER2EQ | PJM | 205 | 999 | 1295 | 5143 | unknown |  |  |  | 38.3521 | -82.532 | 5073 | 38.3521 | -82.532 | 5073
246866 | 05CER3EQ | PJM | 205 | 999 | 1295 | 5143 | unknown |  |  |  | 38.3521 | -82.532 | 5073 | 38.3521 | -82.532 | 5073
242842 | 05W HUNT | PJM | 205 | 138 | 1250 | 5144 | unknown |  |  |  | 38.3521 | -82.532 | 5073 | 38.3521 | -82.532 | 5073
244736 | 05W.HUNTEQ | PJM | 205 | 999 | 1255 | 5144 | unknown |  |  |  | 38.3521 | -82.532 | 5073 | 38.3521 | -82.532 | 5073
244737 | 05W.HUNTGT | PJM | 205 | 34.5 | 1255 | 5144 | unknown |  |  |  | 38.3521 | -82.532 | 5073 | 38.3521 | -82.532 | 5073
244738 | 05W.HUNTGT | PJM | 205 | 69 | 1255 | 5144 | unknown |  |  |  | 38.3521 | -82.532 | 5073 | 38.3521 | -82.532 | 5073
242849 | 05W.KINGSPT1 | PJM | 205 | 138 | 1250 | 5145 | unknown |  |  |  | 36.5929 | -82.6933 | 5069 | 36.5929 | -82.6933 | 5069
244195 | 05HOLSTN ARM | PJM | 205 | 138 | 1250 | 5145 | unknown |  |  |  | 36.5929 | -82.6933 | 5069 | 36.5929 | -82.6933 | 5069
244218 | 05WKINGSEQ | PJM | 205 | 999 | 1255 | 5145 | unknown |  |  |  | 36.5929 | -82.6933 | 5069 | 36.5929 | -82.6933 | 5069
244219 | 05WKINGSP | PJM | 205 | 34.5 | 1255 | 5145 | unknown |  |  |  | 36.5929 | -82.6933 | 5069 | 36.5929 | -82.6933 | 5069
244220 | 05WKINGSP | PJM | 205 | 69 | 1255 | 5145 | unknown |  |  |  | 36.5929 | -82.6933 | 5069 | 36.5929 | -82.6933 | 5069
245220 | 05W.KINGSPT2 | PJM | 205 | 138 | 1250 | 5145 | unknown |  |  |  | 36.5929 | -82.6933 | 5069 | 36.5929 | -82.6933 | 5069
245222 | 05W.KINGS_BP | PJM | 205 | 138 | 1250 | 5145 | unknown |  |  |  | 36.5929 | -82.6933 | 5069 | 36.5929 | -82.6933 | 5069
242850 | 05WOLFH1 | PJM | 205 | 138 | 1250 | 5146 | unknown
247347 | 05WLF1G3 | PJM | 205 | 13.8 | 1295 | 5146 | unknown
247350 | 05WLF1EQ | PJM | 205 | 999 | 1295 | 5146 | unknown
242851 | 05WOLFH2 | PJM | 205 | 138 | 1250 | 5147 | unknown |  |  |  | 36.625 | -82.1887 | 7876 | 36.625 | -82.1887 | 7876
247353 | 05WLF2EQ | PJM | 205 | 999 | 1295 | 5147 | unknown |  |  |  | 36.625 | -82.1887 | 7876 | 36.625 | -82.1887 | 7876
242862 | 05AMHERST | PJM | 205 | 69 | 1255 | 5148 | unknown
247632 | 05AMHERST | PJM | 205 | 138 | 1250 | 5148 | unknown
242865 | 05JEFRSO | PJM | 205 | 345 | 1252 | 5149 | known
243208 | 05JEFRSO | PJM | 205 | 765 | 1252 | 5149 | known |  | 38.7418 | -85.4383
248000 | 06CLIFTY | PJM | 206 | 345 | 1206 | 5149 | known |  | 38.7363 | -85.4234
248008 | 06CLIFTX | PJM | 206 | 138 | 1206 | 5149 | known
248009 | 06CLIFTY | PJM | 206 | 138 | 1206 | 5149 | known |  | 38.7363 | -85.4234
248014 | 06CLIFTY 1HP | PJM | 206 | 15.5 | 1206 | 5149 | known
248015 | 06CLIFTY 1LP | PJM | 206 | 15.5 | 1206 | 5149 | known
248016 | 06CLIFTY 2HP | PJM | 206 | 15.5 | 1206 | 5149 | known
248017 | 06CLIFTY 2LP | PJM | 206 | 15.5 | 1206 | 5149 | known
248018 | 06CLIFTY 3HP | PJM | 206 | 15.5 | 1206 | 5149 | known
248019 | 06CLIFTY 3LP | PJM | 206 | 15.5 | 1206 | 5149 | known
248020 | 06CLIFTY 4HP | PJM | 206 | 15.5 | 1206 | 5149 | known
248021 | 06CLIFTY 4LP | PJM | 206 | 15.5 | 1206 | 5149 | known
248022 | 06CLIFTY 5HP | PJM | 206 | 15.5 | 1206 | 5149 | known
248023 | 06CLIFTY 5LP | PJM | 206 | 15.5 | 1206 | 5149 | known
248024 | 06CLIFTY 6HP | PJM | 206 | 15.5 | 1206 | 5149 | known
248025 | 06CLIFTY 6LP | PJM | 206 | 15.5 | 1206 | 5149 | known
1000793 | STR_PT_XF_793 | PJM | 206 | 1 | 1206 | 5149 | known
1000794 | STR_PT_XF_794 | PJM | 206 | 1 | 1206 | 5149 | known
1000795 | STR_PT_XF_795 | PJM | 206 | 1 | 1206 | 5149 | known
1000796 | STR_PT_XF_796 | PJM | 206 | 1 | 1206 | 5149 | known
1000797 | STR_PT_XF_797 | PJM | 206 | 1 | 1206 | 5149 | known
1000798 | STR_PT_XF_798 | PJM | 206 | 1 | 1206 | 5149 | known
242886 | 05SKIMMR | PJM | 205 | 69 | 1255 | 5150 | unknown | [5 empty] | 5059 |  |  | 5059
314861 | 3SKIMMER | PJM | 345 | 115 | 365 | 5150 | unknown | [5 empty] | 5059 |  |  | 5059
242608 | 05CLYTR1 | PJM | 205 | 138 | 1250 | 5151 | unknown
242609 | 05CLYTR2 | PJM | 205 | 138 | 1250 | 5151 | unknown
242610 | 05CLYTR3 | PJM | 205 | 138 | 1250 | 5151 | unknown
242906 | 05CLAY-1 | PJM | 205 | 11 | 1295 | 5151 | unknown
242907 | 05CLAY-2 | PJM | 205 | 11 | 1295 | 5151 | unknown
247869 | 05CLAYTR HY1 | PJM | 205 | 138 | 1295 | 5151 | unknown
247870 | 05CLAYTR HY2 | PJM | 205 | 138 | 1250 | 5151 | unknown
242910 | 05HNGROCEQ | PJM | 205 | 999 | 1256 | 5152 | unknown | [6 empty] | 38.4771 | -82.396 | 5163
243021 | 05HNG RK | PJM | 205 | 138 | 1251 | 5152 | unknown | [6 empty] | 38.4771 | -82.396 | 5163
243968 | 05IRONWOODSS | PJM | 205 | 138 | 1251 | 5152 | unknown | [6 empty] | 38.4771 | -82.396 | 5163
244958 | 05HANGROCK | PJM | 205 | 34.5 | 1256 | 5152 | unknown | [6 empty] | 38.4771 | -82.396 | 5163
244959 | 05HANGROCK | PJM | 205 | 69 | 1256 | 5152 | unknown | [6 empty] | 38.4771 | -82.396 | 5163
242914 | 05TIDD_C_XFL | PJM | 205 | 138 | 1251 | 5153 | known
242946 | 05TIDD | PJM | 205 | 345 | 1251 | 5153 | known |  | 40.2548 | -80.6469
243127 | 05TIDD 1-2 | PJM | 205 | 138 | 1251 | 5153 | known |  | 40.2548 | -80.6469
243129 | 05TIDD_C_X | PJM | 205 | 138 | 1251 | 5153 | known
243185 | 05CDG3 | PJM | 205 | 26 | 1296 | 5153 | known
243190 | 05CDG1 | PJM | 205 | 24 | 1296 | 5153 | known
243191 | 05CDG2 | PJM | 205 | 24 | 1296 | 5153 | known
243347 | 05TIDD 3-4 | PJM | 205 | 138 | 1251 | 5153 | known |  | 40.2548 | -80.6474
243604 | 05TIDD_B_XFL | PJM | 205 | 138 | 1251 | 5153 | known
244929 | 05TIDD 2 | PJM | 205 | 69 | 1256 | 5153 | known
245063 | 05TIDD 1 | PJM | 205 | 69 | 1256 | 5153 | known
245389 | 05TIDD_B_X | PJM | 205 | 138 | 1251 | 5153 | known
242915 | 05STANVILLE2 | PJM | 205 | 138 | 1254 | 5154 | unknown
244008 | 05STANVILLE1 | PJM | 205 | 138 | 1254 | 5154 | unknown
244009 | 05STANVILLE | PJM | 205 | 69 | 1259 | 5154 | unknown
244010 | 05STANVILLE | PJM | 205 | 46 | 1259 | 5154 | unknown
244016 | 05STANVIL EQ | PJM | 205 | 999 | 1259 | 5154 | unknown
242917 | 05SBERW EQ | PJM | 205 | 999 | 1256 | 5155 | known |  | 41.0209 | -83.2986
242942 | 05SBERWI | PJM | 205 | 345 | 1251 | 5155 | known |  | 41.0207 | -83.2996
243180 | 05SBERWICK | PJM | 205 | 69 | 1256 | 5155 | known |  | 41.0208 | -83.2994
242918 | 05SPOIN4EQ | PJM | 205 | 999 | 1256 | 5156 | unknown |  |  |  | 38.4771 | -82.396 | 5163 | 38.4771 | -82.396 | 5163
243088 | 05S.POINT1 | PJM | 205 | 138 | 1251 | 5156 | unknown |  |  |  | 38.4771 | -82.396 | 5163 | 38.4771 | -82.396 | 5163
243184 | 05S POINT | PJM | 205 | 34.5 | 1256 | 5156 | unknown |  |  |  | 38.4771 | -82.396 | 5163 | 38.4771 | -82.396 | 5163
244965 | 05S POINT | PJM | 205 | 69 | 1256 | 5156 | unknown |  |  |  | 38.4771 | -82.396 | 5163 | 38.4771 | -82.396 | 5163
245615 | 05S.POINT2 | PJM | 205 | 138 | 1251 | 5156 | unknown |  |  |  | 38.4771 | -82.396 | 5163 | 38.4771 | -82.396 | 5163
242921 | 05CORNU | PJM | 205 | 765 | 1296 | 5157 | known |  | 38.5693 | -82.7746
242934 | 05CORNU | PJM | 205 | 345 | 1296 | 5157 | known |  | 38.5768 | -82.7611
247245 | 05HRKG1A | PJM | 205 | 18 | 1296 | 5157 | known
247246 | 05HRKG1B | PJM | 205 | 18 | 1296 | 5157 | known
247247 | 05HRKG1S | PJM | 205 | 18 | 1296 | 5157 | known
247248 | 05HRKG2A | PJM | 205 | 18 | 1296 | 5157 | known
247249 | 05HRKG2B | PJM | 205 | 18 | 1296 | 5157 | known
247250 | 05HRKG2S | PJM | 205 | 18 | 1296 | 5157 | known
242922 | 05FLTLCK | PJM | 205 | 765 | 1251 | 5158 | known |  | 39.0857 | -82.3307
247216 | 05FLATG1 | PJM | 205 | 18 | 1296 | 5158 | known
247217 | 05FLATG2 | PJM | 205 | 18 | 1296 | 5158 | known
247218 | 05FLATG3 | PJM | 205 | 18 | 1296 | 5158 | known
247219 | 05FLATG4 | PJM | 205 | 18 | 1296 | 5158 | known
247220 | 05FLATG5 | PJM | 205 | 18 | 1296 | 5158 | known
242923 | 05GAVIN | PJM | 205 | 765 | 1251 | 5159 | known |  | 38.9413 | -82.1209
243186 | 05GVG1 | PJM | 205 | 26 | 1296 | 5159 | known
243187 | 05GVG2 | PJM | 205 | 26 | 1296 | 5159 | known
242926 | 05MALIS | PJM | 205 | 765 | 1251 | 5160 | known |  | 40.1813 | -83.012
243537 | 05MALIS | PJM | 205 | 138 | 1253 | 5160 | known
243538 | 05MALISX | PJM | 205 | 138 | 1253 | 5160 | known
242927 | 05MARQUI | PJM | 205 | 765 | 1251 | 5161 | known |  | 39.0163 | -83.0043
242938 | 05MARQUI | PJM | 205 | 345 | 1251 | 5161 | known |  | 39.0163 | -83.0043
243034 | 05MARQUI | PJM | 205 | 138 | 1251 | 5161 | known
242928 | 05MARYSV | PJM | 205 | 765 | 1251 | 5162 | known |  | 40.3327 | -83.4305
242939 | 05MARYSV | PJM | 205 | 345 | 1251 | 5162 | known |  | 40.3327 | -83.4305
242929 | 05NPROCT | PJM | 205 | 765 | 1251 | 5163 | known |  | 38.4771 | -82.396
243064 | 05NPROCT | PJM | 205 | 138 | 1251 | 5163 | known
242930 | 05SCANTO | PJM | 205 | 765 | 1251 | 5164 | known
242943 | 05SCANTO | PJM | 205 | 345 | 1251 | 5164 | known |  | 40.716 | -81.4162
243092 | 05SCANTO | PJM | 205 | 138 | 1251 | 5164 | known
247463 | 05SCANTO_XFL | PJM | 205 | 345 | 1251 | 5164 | known
242931 | 05BEVERL | PJM | 205 | 345 | 1251 | 5165 | known |  | 39.548 | -81.6394
247202 | 05WSHG1A | PJM | 205 | 18 | 1296 | 5165 | known
247203 | 05WSHG1B | PJM | 205 | 18 | 1296 | 5165 | known
247204 | 05WSHG1S | PJM | 205 | 18 | 1296 | 5165 | known
242932 | 05CANTNC | PJM | 205 | 345 | 1251 | 5166 | known |  | 40.7734 | -81.3292
242980 | 05CANTNC | PJM | 205 | 138 | 1251 | 5166 | known
242933 | 05RPMONE | PJM | 205 | 345 | 1251 | 5167 | known |  | 40.8472 | -84.705
247270 | 05RPMNG1 | PJM | 205 | 18 | 1296 | 5167 | known
247271 | 05RPMNG2 | PJM | 205 | 18 | 1296 | 5167 | known
247272 | 05RPMNG3 | PJM | 205 | 18 | 1296 | 5167 | known
242935 | 05E LIMA | PJM | 205 | 345 | 1251 | 5168 | known |  | 40.8014 | -84.029
242989 | 05E LIMA | PJM | 205 | 138 | 1251 | 5168 | known
245740 | 05E LIMA | PJM | 205 | 69 | 1256 | 5168 | known
242936 | 05FOSTOR | PJM | 205 | 345 | 1251 | 5169 | known |  | 41.1395 | -83.4611
243006 | 05FOSTOR | PJM | 205 | 138 | 1251 | 5169 | known
242940 | 05MUSKNG | PJM | 205 | 345 | 1251 | 5170 | known |  | 39.567 | -81.6626
245429 | 05MUSKINGU | PJM | 205 | 69 | 1256 | 5170 | known
246399 | 05GLOBE MT Z | PJM | 205 | 138 | 1251 | 5170 | known
247370 | 05MUSKINGUM1 | PJM | 205 | 138 | 1251 | 5170 | known
247373 | 05MUSKINGUM2 | PJM | 205 | 138 | 1251 | 5170 | known
247434 | 05MUSKNG_DSZ | PJM | 205 | 138 | 1251 | 5170 | known
247435 | 05MUSKNG_ESZ | PJM | 205 | 138 | 1251 | 5170 | known
247500 | 05MUSK_D_XFL | PJM | 205 | 138 | 1251 | 5170 | known
247501 | 05MUSK_E_XFL | PJM | 205 | 138 | 1251 | 5170 | known
242941 | 05OHIOCT | PJM | 205 | 345 | 1251 | 5171 | known |  | 40.0972 | -82.0185
243070 | 05OHIOCT | PJM | 205 | 138 | 1251 | 5171 | known |  | 40.0972 | -82.0185
244319 | 05OHIOCT_REA | PJM | 205 | 345 | 1251 | 5171 | known
245338 | 05OHIO CTR | PJM | 205 | 69 | 1256 | 5171 | known
242944 | 05SECANT | PJM | 205 | 345 | 1251 | 5172 | known |  | 40.743 | -81.3379
243097 | 05SECANT | PJM | 205 | 138 | 1251 | 5172 | known
242945 | 05SW LIM | PJM | 205 | 345 | 1251 | 5173 | known |  | 40.6774 | -84.1834
243122 | 05SW LIM | PJM | 205 | 138 | 1251 | 5173 | known
242947 | 05WATERFORD | PJM | 205 | 345 | 1251 | 5174 | known |  | 39.5226 | -81.6895
247237 | 05WTRG1A | PJM | 205 | 18 | 1296 | 5174 | known
247238 | 05WTRG1B | PJM | 205 | 18 | 1296 | 5174 | known
247239 | 05WTRG1C | PJM | 205 | 18 | 1296 | 5174 | known
247240 | 05WTRG1S | PJM | 205 | 22 | 1296 | 5174 | known
242948 | 05WBELLA | PJM | 205 | 345 | 1251 | 5175 | known |  | 40.0219 | -80.8067
243143 | 05WBELLA | PJM | 205 | 138 | 1251 | 5175 | known
244329 | 05W.BELL_REA | PJM | 205 | 345 | 1251 | 5175 | known
245101 | 05W BELAIR | PJM | 205 | 69 | 1256 | 5175 | known
242949 | 05WMILLP | PJM | 205 | 345 | 1251 | 5176 | known |  | 39.8819 | -82.5713
243150 | 05WMILLP | PJM | 205 | 138 | 1251 | 5176 | known
243818 | 05NFAIRF | PJM | 205 | 138 | 1251 | 5176 | known
242950 | 05ACADEM | PJM | 205 | 138 | 1251 | 5177 | unknown
245537 | 05ACADEMIA | PJM | 205 | 69 | 1256 | 5177 | unknown
242968 | 05BRUES | PJM | 205 | 138 | 1251 | 5178 | unknown |  |  |  | 40.0219 | -80.8067 | 5175 | 40.0219 | -80.8067 | 5175
242969 | 05BRUES2 | PJM | 205 | 138 | 1251 | 5178 | unknown |  |  |  | 40.0219 | -80.8067 | 5175 | 40.0219 | -80.8067 | 5175
245920 | 05BRUES | PJM | 205 | 69 | 1256 | 5178 | unknown |  |  |  | 40.0219 | -80.8067 | 5175 | 40.0219 | -80.8067 | 5175
245921 | 05BRUES-2 | PJM | 205 | 69 | 1256 | 5178 | unknown |  |  |  | 40.0219 | -80.8067 | 5175 | 40.0219 | -80.8067 | 5175
242971 | 05BRYAN | PJM | 205 | 138 | 1251 | 5179 | unknown
245865 | 05BRYAN | PJM | 205 | 69 | 1256 | 5179 | unknown
242974 | 05BUCKLR | PJM | 205 | 138 | 1251 | 5180 | unknown
245607 | 05BUCKLY R | PJM | 205 | 69 | 1256 | 5180 | unknown
242976 | 05BUCYRC | PJM | 205 | 138 | 1251 | 5181 | unknown
245653 | 05BUCYRS C | PJM | 205 | 69 | 1256 | 5181 | unknown
242977 | 05CALDWE | PJM | 205 | 138 | 1251 | 5182 | unknown
245441 | 05CALDWELL | PJM | 205 | 34.5 | 1256 | 5182 | unknown
242978 | 05CANALR | PJM | 205 | 138 | 1251 | 5183 | unknown
245269 | 05CANAL RD | PJM | 205 | 23 | 1256 | 5183 | unknown
245270 | 05CANAL RD | PJM | 205 | 69 | 1256 | 5183 | unknown
242981 | 05CARROLLTN3 | PJM | 205 | 138 | 1251 | 5184 | unknown | [6 empty] | 40.743 | -81.3379 | 5172
246102 | 05CARROLLTN2 | PJM | 205 | 138 | 1251 | 5184 | unknown | [6 empty] | 40.743 | -81.3379 | 5172
246167 | 05CARROLLTN1 | PJM | 205 | 138 | 1251 | 5184 | unknown | [6 empty] | 40.743 | -81.3379 | 5172
247017 | 05CARROLTN | PJM | 205 | 69 | 1256 | 5184 | unknown | [6 empty] | 40.743 | -81.3379 | 5172
242982 | 05CENPOR | PJM | 205 | 138 | 1251 | 5185 | unknown
243815 | 05CENPORTS | PJM | 205 | 69 | 1256 | 5185 | unknown
242984 | 05CHATFL | PJM | 205 | 138 | 1251 | 5186 | unknown |  |  |  | 41.0318 | -83.1275 | 13096 | 41.0318 | -83.1275 | 13096
245656 | 05CHATFIEL | PJM | 205 | 69 | 1256 | 5186 | unknown |  |  |  | 41.0318 | -83.1275 | 13096 | 41.0318 | -83.1275 | 13096
242986 | 05CROOKS | PJM | 205 | 138 | 1251 | 5187 | unknown
245392 | 05CROOKS 1 | PJM | 205 | 69 | 1256 | 5187 | unknown
242990 | 05E LIVR | PJM | 205 | 138 | 1251 | 5188 | unknown
245037 | 05E LIVRPO | PJM | 205 | 69 | 1256 | 5188 | unknown
245053 | 05STATE LI | PJM | 205 | 69 | 1256 | 5188 | unknown
242993 | 05E.LEIPSIC2 | PJM | 205 | 138 | 1251 | 5189 | unknown
245792 | 05E.LEIPSC | PJM | 205 | 69 | 1256 | 5189 | unknown
245804 | 05E.LEIPSC | PJM | 205 | 34.5 | 1256 | 5189 | unknown
245810 | 05NLEIP SW | PJM | 205 | 69 | 1256 | 5189 | unknown
246354 | 05E.LEIPSIC1 | PJM | 205 | 138 | 1251 | 5189 | unknown
242994 | 05EAMSTD | PJM | 205 | 138 | 1251 | 5190 | unknown
244986 | 05E AMSTDA | PJM | 205 | 69 | 1256 | 5190 | unknown
243000 | 05EWOOST | PJM | 205 | 138 | 1251 | 5191 | unknown | [6 empty] | 40.7734 | -81.3292 | 5166
245277 | 05E WOOSTE | PJM | 205 | 69 | 1256 | 5191 | unknown | [6 empty] | 40.7734 | -81.3292 | 5166
245292 | 05ORRVIL L | PJM | 205 | 138 | 1256 | 5191 | unknown | [6 empty] | 40.7734 | -81.3292 | 5166
243001 | 05EZANEV | PJM | 205 | 138 | 1251 | 5192 | unknown | [6 empty] | 40.0972 | -82.0185 | 5171
245394 | 05EZANES 1 | PJM | 205 | 69 | 1256 | 5192 | unknown | [6 empty] | 40.0972 | -82.0185 | 5171
245395 | 05EZANES 2 | PJM | 205 | 69 | 1256 | 5192 | unknown | [6 empty] | 40.0972 | -82.0185 | 5171
243004 | 05FINDLC | PJM | 205 | 138 | 1251 | 5193 | unknown
245749 | 05FNDCTREQ | PJM | 205 | 999 | 1256 | 5193 | unknown
243008 | 05FREMCT | PJM | 205 | 138 | 1251 | 5194 | unknown |  |  |  | 41.144 | -83.1277 | 5238 | 41.144 | -83.1277 | 5238
245614 | 05FREMNT C | PJM | 205 | 69 | 1256 | 5194 | unknown |  |  |  | 41.144 | -83.1277 | 5238 | 41.144 | -83.1277 | 5238
243009 | 05FRMNT | PJM | 205 | 138 | 1251 | 5195 | unknown | [5 empty] | 4908 |  |  | 4908
245616 | 05FREMNTEQ | PJM | 205 | 999 | 1256 | 5195 | unknown | [5 empty] | 4908 |  |  | 4908
245617 | 05FREMONT | PJM | 205 | 69 | 1256 | 5195 | unknown | [5 empty] | 4908 |  |  | 4908
245618 | 05FREMONT- | PJM | 205 | 12 | 1256 | 5195 | unknown | [5 empty] | 4908 |  |  | 4908
247523 | 05FE WFREMSS | PJM | 205 | 69 | 1256 | 5195 | unknown | [5 empty] | 4908 |  |  | 4908
243012 | 05G WASHGTON | PJM | 205 | 138 | 1251 | 5196 | unknown | [5 empty] | 13086 |  |  | 13086
245935 | 05G WASHON | PJM | 205 | 69 | 1256 | 5196 | unknown | [5 empty] | 13086 |  |  | 13086
247057 | 05CAIMAN | PJM | 205 | 69 | 1256 | 5196 | unknown | [5 empty] | 13086 |  |  | 13086
243013 | 05GAVIN1 | PJM | 205 | 138 | 1251 | 5197 | unknown |  |  |  | 38.9619 | -81.9294 | 5072 | 38.9619 | -81.9294 | 5072
243766 | 05LIGHTSTONL | PJM | 205 | 138 | 1296 | 5197 | unknown |  |  |  | 38.9619 | -81.9294 | 5072 | 38.9619 | -81.9294 | 5072
244949 | 05GAVIN | PJM | 205 | 69 | 1256 | 5197 | unknown |  |  |  | 38.9619 | -81.9294 | 5072 | 38.9619 | -81.9294 | 5072
246324 | 05GAVIN_CAP | PJM | 205 | 138 | 1251 | 5197 | unknown |  |  |  | 38.9619 | -81.9294 | 5072 | 38.9619 | -81.9294 | 5072
247667 | 05GAVIN AUX1 | PJM | 205 | 69 | 1256 | 5197 | unknown |  |  |  | 38.9619 | -81.9294 | 5072 | 38.9619 | -81.9294 | 5072
247668 | 05GAVIN AUX2 | PJM | 205 | 69 | 1256 | 5197 | unknown |  |  |  | 38.9619 | -81.9294 | 5072 | 38.9619 | -81.9294 | 5072
243015 | 05GREENL | PJM | 205 | 138 | 1251 | 5198 | unknown |  |  |  | 41.144 | -83.1277 | 5238 | 41.144 | -83.1277 | 5238
245621 | 05GREENLAW | PJM | 205 | 69 | 1256 | 5198 | unknown |  |  |  | 41.144 | -83.1277 | 5238 | 41.144 | -83.1277 | 5238
243017 | 05HAVILAND1 | PJM | 205 | 138 | 1251 | 5199 | known |  | 41.0164 | -84.5935
243168 | 05HAVILND1 | PJM | 205 | 69 | 1256 | 5199 | known
243169 | 05HAVILND2 | PJM | 205 | 69 | 1256 | 5199 | known
246352 | 05HAVILAND2 | PJM | 205 | 138 | 1251 | 5199 | known
243018 | 05HEATH | PJM | 205 | 138 | 1251 | 5200 | unknown |  |  |  | 39.8819 | -82.5713 | 5176 | 39.8819 | -82.5713 | 5176
245506 | 05HEATH | PJM | 205 | 69 | 1256 | 5200 | unknown |  |  |  | 39.8819 | -82.5713 | 5176 | 39.8819 | -82.5713 | 5176
243022 | 05WOLF GLADE | PJM | 205 | 69 | 1255 | 5201 | unknown
244287 | 05WOLF GLADE | PJM | 205 | 138 | 1250 | 5201 | unknown
247313 | 05WOLFGL 3EQ | PJM | 205 | 999 | 1255 | 5201 | unknown
247314 | 05WOLF GL T3 | PJM | 205 | 13.09 | 1255 | 5201 | unknown
243023 | 05HOCKNG | PJM | 205 | 138 | 1251 | 5202 | unknown
245580 | 05HOCKING | PJM | 205 | 69 | 1256 | 5202 | unknown
243024 | 05HOWARD | PJM | 205 | 138 | 1251 | 5203 | unknown |  |  |  | 41.0318 | -83.1275 | 13096 | 41.0318 | -83.1275 | 13096
245663 | 05HOWARD | PJM | 205 | 69 | 1256 | 5203 | unknown |  |  |  | 41.0318 | -83.1275 | 13096 | 41.0318 | -83.1275 | 13096
245666 | 05HOWRD1EQ | PJM | 205 | 999 | 1256 | 5203 | unknown |  |  |  | 41.0318 | -83.1275 | 13096 | 41.0318 | -83.1275 | 13096
243042 | 05MILLBR PK1 | PJM | 205 | 138 | 1251 | 5204 | unknown | [6 empty] | 38.4771 | -82.396 | 5163
243173 | 05MILLBRK | PJM | 205 | 69 | 1256 | 5204 | unknown | [6 empty] | 38.4771 | -82.396 | 5163
245948 | 05MILLBR PK2 | PJM | 205 | 138 | 1251 | 5204 | unknown | [6 empty] | 38.4771 | -82.396 | 5163
245949 | 05MLBRPK_ARG | PJM | 205 | 138 | 1251 | 5204 | unknown | [6 empty] | 38.4771 | -82.396 | 5163
243047 | 05N PORT | PJM | 205 | 138 | 1251 | 5205 | unknown
243819 | 05N PORTSM | PJM | 205 | 69 | 1256 | 5205 | unknown
243048 | 05N WALD | PJM | 205 | 138 | 1251 | 5206 | unknown
245708 | 05N WALDO | PJM | 205 | 69 | 1256 | 5206 | unknown
243049 | 05NATRIUM12 | PJM | 205 | 138 | 1251 | 5207 | unknown | [5 empty] | 4689 |  |  | 4689
243775 | 05PITTPL | PJM | 205 | 138 | 1251 | 5207 | unknown | [5 empty] | 4689 |  |  | 4689
245943 | 05NATRIUM | PJM | 205 | 69 | 1256 | 5207 | unknown | [5 empty] | 4689 |  |  | 4689
246067 | 05NATRIUM34 | PJM | 205 | 138 | 1251 | 5207 | unknown | [5 empty] | 4689 |  |  | 4689
243050 | 05NBELVL | PJM | 205 | 138 | 1251 | 5208 | unknown | [6 empty] | 41.0318 | -83.1275 | 13096
245567 | 05NBELLVIL | PJM | 205 | 69 | 1256 | 5208 | unknown | [6 empty] | 41.0318 | -83.1275 | 13096
243051 | 05NDELPH | PJM | 205 | 138 | 1251 | 5209 | unknown
243175 | 05N DELPHO | PJM | 205 | 69 | 1256 | 5209 | unknown
245878 | 05FTJENNG8 | PJM | 205 | 69 | 1256 | 5209 | unknown
243052 | 05NECANT | PJM | 205 | 138 | 1251 | 5210 | unknown | [6 empty] | 40.7734 | -81.3292 | 5166
245158 | 05N E CANT | PJM | 205 | 69 | 1256 | 5210 | unknown | [6 empty] | 40.7734 | -81.3292 | 5166
243056 | 05NEWCOM | PJM | 205 | 138 | 1251 | 5211 | unknown | [6 empty] | 40.0972 | -82.0185 | 5171
245240 | 05NEWCOMTW | PJM | 205 | 34.5 | 1256 | 5211 | unknown | [6 empty] | 40.0972 | -82.0185 | 5171
245253 | 05NEWCOMTW | PJM | 205 | 69 | 1256 | 5211 | unknown | [6 empty] | 40.0972 | -82.0185 | 5171
243057 | 05NEW LIBR1 | PJM | 205 | 138 | 1251 | 5212 | unknown | [6 empty] | 40.8014 | -84.029 | 5168
245770 | 05NEW LIBR | PJM | 205 | 34.5 | 1256 | 5212 | unknown | [6 empty] | 40.8014 | -84.029 | 5168
245807 | 05NEWLIBR2 | PJM | 205 | 34.5 | 1256 | 5212 | unknown | [6 empty] | 40.8014 | -84.029 | 5168
245808 | 05NEWLIBEQ | PJM | 205 | 999 | 1256 | 5212 | unknown | [6 empty] | 40.8014 | -84.029 | 5168
245809 | 05NEWLIB | PJM | 205 | 69 | 1256 | 5212 | unknown | [6 empty] | 40.8014 | -84.029 | 5168
245905 | 05NEW LIBR2 | PJM | 205 | 138 | 1251 | 5212 | unknown | [6 empty] | 40.8014 | -84.029 | 5168
247047 | 05NEW LIB2EQ | PJM | 205 | 999 | 1256 | 5212 | unknown | [6 empty] | 40.8014 | -84.029 | 5168
247049 | 05NEW LIBR2 | PJM | 205 | 69 | 1256 | 5212 | unknown | [6 empty] | 40.8014 | -84.029 | 5168
243058 | 05NEWARK CTR | PJM | 205 | 138 | 1251 | 5213 | unknown |  |  |  | 40.1876 | -81.8891 | 5336 | 40.1876 | -81.8891 | 5336
245501 | 05FLNTRDGZ | PJM | 205 | 69 | 1256 | 5213 | unknown |  |  |  | 40.1876 | -81.8891 | 5336 | 40.1876 | -81.8891 | 5336
245517 | 05NWRK CEN | PJM | 205 | 69 | 1256 | 5213 | unknown |  |  |  | 40.1876 | -81.8891 | 5336 | 40.1876 | -81.8891 | 5336
243059 | 05NFINDL | PJM | 205 | 138 | 1251 | 5214 | unknown | [6 empty] | 41.1395 | -83.4611 | 5169
245764 | 05N FINDLA | PJM | 205 | 69 | 1256 | 5214 | unknown | [6 empty] | 41.1395 | -83.4611 | 5169
245771 | 05NFIND EQ | PJM | 205 | 999 | 1256 | 5214 | unknown | [6 empty] | 41.1395 | -83.4611 | 5169
245772 | 05NFINDLY1 | PJM | 205 | 34.5 | 1256 | 5214 | unknown | [6 empty] | 41.1395 | -83.4611 | 5169
245773 | 05NFINDLY2 | PJM | 205 | 34.5 | 1256 | 5214 | unknown | [6 empty] | 41.1395 | -83.4611 | 5169
247031 | 05N.FINDL2EQ | PJM | 205 | 999 | 1256 | 5214 | unknown | [6 empty] | 41.1395 | -83.4611 | 5169
247046 | 05N.FINDLAY2 | PJM | 205 | 69 | 1256 | 5214 | unknown | [6 empty] | 41.1395 | -83.4611 | 5169
243062 | 05NMUSKG | PJM | 205 | 138 | 1251 | 5215 | unknown |  |  |  | 39.567 | -81.6626 | 5170 | 39.567 | -81.6626 | 5170
245431 | 05N MUSKNG | PJM | 205 | 69 | 1256 | 5215 | unknown |  |  |  | 39.567 | -81.6626 | 5170 | 39.567 | -81.6626 | 5170
243063 | 05N.NEWARK1 | PJM | 205 | 138 | 1251 | 5216 | unknown | [6 empty] | 39.8819 | -82.5713 | 5176
245513 | 05N.NEWARK1 | PJM | 205 | 69 | 1256 | 5216 | unknown | [6 empty] | 39.8819 | -82.5713 | 5176
245964 | 05N.NEWARK2 | PJM | 205 | 138 | 1251 | 5216 | unknown | [6 empty] | 39.8819 | -82.5713 | 5176
247505 | 05N.NEWARK2 | PJM | 205 | 69 | 1256 | 5216 | unknown | [6 empty] | 39.8819 | -82.5713 | 5176
243067 | 05NWOODC | PJM | 205 | 138 | 1251 | 5217 | unknown |  |  |  | 40.8014 | -84.029 | 5168 | 40.8014 | -84.029 | 5168
245765 | 05N WOODCK | PJM | 205 | 34.5 | 1256 | 5217 | unknown |  |  |  | 40.8014 | -84.029 | 5168 | 40.8014 | -84.029 | 5168
245766 | 05N WOODCK | PJM | 205 | 69 | 1256 | 5217 | unknown |  |  |  | 40.8014 | -84.029 | 5168 | 40.8014 | -84.029 | 5168
245775 | 05NWOODCEQ | PJM | 205 | 999 | 1256 | 5217 | unknown |  |  |  | 40.8014 | -84.029 | 5168 | 40.8014 | -84.029 | 5168
243069 | 05FIREBR | PJM | 205 | 138 | 1251 | 5218 | unknown | [6 empty] | 38.9619 | -81.9294 | 5072
246782 | 05FIREBRCK | PJM | 205 | 69 | 1258 | 5218 | unknown | [6 empty] | 38.9619 | -81.9294 | 5072
243078 | 05REEDUR | PJM | 205 | 138 | 1251 | 5219 | unknown
245165 | 05REEDURBA | PJM | 205 | 69 | 1256 | 5219 | unknown
243082 | 05ROCKHILL1 | PJM | 205 | 138 | 1251 | 5220 | unknown |  |  |  | 40.8014 | -84.029 | 5168 | 40.8014 | -84.029 | 5168
245516 | 05ROCKHILL2 | PJM | 205 | 138 | 1251 | 5220 | unknown |  |  |  | 40.8014 | -84.029 | 5168 | 40.8014 | -84.029 | 5168
245836 | 05ROCKHILL | PJM | 205 | 34.5 | 1256 | 5220 | unknown |  |  |  | 40.8014 | -84.029 | 5168 | 40.8014 | -84.029 | 5168
243085 | 05S CAD | PJM | 205 | 138 | 1251 | 5221 | unknown
245012 | 05S CADIZ | PJM | 205 | 69 | 1256 | 5221 | unknown
243086 | 05S HICK | PJM | 205 | 138 | 1251 | 5222 | unknown
243179 | 05S HICKSV | PJM | 205 | 69 | 1256 | 5222 | unknown
243089 | 05SBALTM | PJM | 205 | 138 | 1251 | 5223 | unknown |  |  |  | 39.8819 | -82.5713 | 5176 | 39.8819 | -82.5713 | 5176
245596 | 05SO BALTI | PJM | 205 | 69 | 1256 | 5223 | unknown |  |  |  | 39.8819 | -82.5713 | 5176 | 39.8819 | -82.5713 | 5176
243094 | 05SCOSHC | PJM | 205 | 138 | 1251 | 5224 | unknown |  |  |  | 40.0972 | -82.0185 | 5171 | 40.0972 | -82.0185 | 5171
245341 | 05S COSHCT | PJM | 205 | 34.5 | 1256 | 5224 | unknown |  |  |  | 40.0972 | -82.0185 | 5171 | 40.0972 | -82.0185 | 5171
245342 | 05S COSHCT | PJM | 205 | 69 | 1256 | 5224 | unknown |  |  |  | 40.0972 | -82.0185 | 5171 | 40.0972 | -82.0185 | 5171
243096 | 05SCUMBL | PJM | 205 | 138 | 1251 | 5225 | unknown
245471 | 05S CUMBLN | PJM | 205 | 34.5 | 1256 | 5225 | unknown
245477 | 05SCUMBREQ | PJM | 205 | 999 | 1256 | 5225 | unknown
243098 | 05SHARPR | PJM | 205 | 138 | 1251 | 5226 | unknown
247201 | 05SHARP RD | PJM | 205 | 69 | 1256 | 5226 | unknown
243099 | 05SHAWNR | PJM | 205 | 138 | 1251 | 5227 | unknown |  |  |  | 40.6774 | -84.1834 | 5173 | 40.6774 | -84.1834 | 5173
245842 | 05SHAWNE R | PJM | 205 | 34.5 | 1256 | 5227 | unknown |  |  |  | 40.6774 | -84.1834 | 5173 | 40.6774 | -84.1834 | 5173
245843 | 05SHAWNE R | PJM | 205 | 69 | 1256 | 5227 | unknown |  |  |  | 40.6774 | -84.1834 | 5173 | 40.6774 | -84.1834 | 5173
245844 | 05SHAWNEEQ | PJM | 205 | 999 | 1256 | 5227 | unknown |  |  |  | 40.6774 | -84.1834 | 5173 | 40.6774 | -84.1834 | 5173
243103 | 05SKENTO | PJM | 205 | 138 | 1251 | 5228 | unknown
246879 | 05S KENTN1 | PJM | 205 | 69 | 1256 | 5228 | unknown
246880 | 05S KENTN2 | PJM | 205 | 69 | 1256 | 5228 | unknown
243104 | 05SLANCS | PJM | 205 | 138 | 1251 | 5229 | unknown
245591 | 05S.LANCAST1 | PJM | 205 | 69 | 1256 | 5229 | unknown
245595 | 05S.LANCAST2 | PJM | 205 | 69 | 1256 | 5229 | unknown
243106 | 05SOMERTON | PJM | 205 | 138 | 1251 | 5230 | unknown
245017 | 05SOMERTON | PJM | 205 | 69 | 1256 | 5230 | unknown
243108 | 05STERLING | PJM | 205 | 138 | 1251 | 5231 | unknown
243978 | 05STERLING2 | PJM | 205 | 34.5 | 1256 | 5231 | unknown
245849 | 05STERLING1 | PJM | 205 | 34.5 | 1256 | 5231 | unknown
243109 | 05STEUBN | PJM | 205 | 138 | 1251 | 5232 | unknown | [5 empty] | 5153 |  |  | 5153
245058 | 05STUBENVL | PJM | 205 | 69 | 1256 | 5232 | unknown | [5 empty] | 5153 |  |  | 5153
245074 | 05STEUB EQ | PJM | 205 | 999 | 1256 | 5232 | unknown | [5 empty] | 5153 |  |  | 5153
243110 | 05STIFFI | PJM | 205 | 138 | 1251 | 5233 | unknown |  |  |  | 41.0318 | -83.1275 | 13096 | 41.0318 | -83.1275 | 13096
245630 | 05S TIFFIN | PJM | 205 | 69 | 1256 | 5233 | unknown |  |  |  | 41.0318 | -83.1275 | 13096 | 41.0318 | -83.1275 | 13096
243113 | 05STORON | PJM | 205 | 138 | 1251 | 5234 | unknown
245049 | 05S TORONT | PJM | 205 | 69 | 1256 | 5234 | unknown
245064 | 05TITANIUM | PJM | 205 | 69 | 1256 | 5234 | unknown
243118 | 05SUMMER | PJM | 205 | 138 | 1251 | 5235 | unknown
245020 | 05SUMMERFL | PJM | 205 | 69 | 1256 | 5235 | unknown
246339 | 05SUMMERFL8 | PJM | 205 | 69 | 1256 | 5235 | unknown
243120 | 05SUNNYSIDE1 | PJM | 205 | 138 | 1251 | 5236 | unknown |  |  |  | 40.743 | -81.3379 | 5172 | 40.743 | -81.3379 | 5172
245179 | 05SUNNYSID | PJM | 205 | 23 | 1256 | 5236 | unknown |  |  |  | 40.743 | -81.3379 | 5172 | 40.743 | -81.3379 | 5172
246126 | 05SUNNYSIDE2 | PJM | 205 | 138 | 1251 | 5236 | unknown |  |  |  | 40.743 | -81.3379 | 5172 | 40.743 | -81.3379 | 5172
247354 | 05SUNNYSID | PJM | 205 | 69 | 1256 | 5236 | unknown |  |  |  | 40.743 | -81.3379 | 5172 | 40.743 | -81.3379 | 5172
243123 | 05SWITZE | PJM | 205 | 138 | 1251 | 5237 | unknown | [8 empty] | 4689
245099 | 05SWITZER | PJM | 205 | 69 | 1256 | 5237 | unknown | [8 empty] | 4689
245108 | 05POWHAT 8 | PJM | 205 | 69 | 1256 | 5237 | unknown | [8 empty] | 4689
243130 | 05TIFFIN | PJM | 205 | 138 | 1251 | 5238 | known |  | 41.144 | -83.1277
245637 | 05TIFFIN C | PJM | 205 | 69 | 1256 | 5238 | known
247548 | V4-010 | PJM | 205 | 138 | 1251 | 5238 | known
243131 | 05TILTON | PJM | 205 | 138 | 1251 | 5239 | unknown |  |  |  | 40.0219 | -80.8067 | 5175 | 40.0219 | -80.8067 | 5175
245100 | 05TILTONVL | PJM | 205 | 69 | 1256 | 5239 | unknown |  |  |  | 40.0219 | -80.8067 | 5175 | 40.0219 | -80.8067 | 5175
243132 | 05TORREY1 | PJM | 205 | 138 | 1251 | 5240 | unknown | [5 empty] | 5164 |  |  | 5164
245184 | 05TORREY | PJM | 205 | 23 | 1256 | 5240 | unknown | [5 empty] | 5164 |  |  | 5164
245185 | 05TORREY | PJM | 205 | 69 | 1256 | 5240 | unknown | [5 empty] | 5164 |  |  | 5164
245697 | 05TORREY2 | PJM | 205 | 138 | 1251 | 5240 | unknown | [5 empty] | 5164 |  |  | 5164
243134 | 05W.CANTON1 | PJM | 205 | 138 | 1251 | 5241 | unknown | [5 empty] | 5164 |  |  | 5164
245188 | 05W CANTON | PJM | 205 | 69 | 1256 | 5241 | unknown | [5 empty] | 5164 |  |  | 5164
245797 | 05W.CANTON2 | PJM | 205 | 138 | 1251 | 5241 | unknown | [5 empty] | 5164 |  |  | 5164
243135 | 05W DOVE | PJM | 205 | 138 | 1251 | 5242 | unknown
245255 | 05W DOVER | PJM | 205 | 69 | 1256 | 5242 | unknown
243137 | 05W.END FOS1 | PJM | 205 | 138 | 1251 | 5243 | unknown |  |  |  | 41.1395 | -83.4611 | 5169 | 41.1395 | -83.4611 | 5169
245422 | 05W.END FOS2 | PJM | 205 | 138 | 1251 | 5243 | unknown |  |  |  | 41.1395 | -83.4611 | 5169 | 41.1395 | -83.4611 | 5169
245640 | 05W END | PJM | 205 | 69 | 1256 | 5243 | unknown |  |  |  | 41.1395 | -83.4611 | 5169 | 41.1395 | -83.4611 | 5169
247764 | 05JEANETTESS | PJM | 205 | 69 | 1256 | 5243 | unknown |  |  |  | 41.1395 | -83.4611 | 5169 | 41.1395 | -83.4611 | 5169
243139 | 05WAGENHALS2 | PJM | 205 | 138 | 1251 | 5244 | unknown |  |  |  | 40.7734 | -81.3292 | 5166 | 40.7734 | -81.3292 | 5166
245190 | 05WAGNHAL1 | PJM | 205 | 23 | 1256 | 5244 | unknown |  |  |  | 40.7734 | -81.3292 | 5166 | 40.7734 | -81.3292 | 5166
245192 | 05WAGNHAL2 | PJM | 205 | 69 | 1256 | 5244 | unknown |  |  |  | 40.7734 | -81.3292 | 5166 | 40.7734 | -81.3292 | 5166
245193 | 05WAGNHAL2 | PJM | 205 | 23 | 1256 | 5244 | unknown |  |  |  | 40.7734 | -81.3292 | 5166 | 40.7734 | -81.3292 | 5166
245195 | 05WAGNL2EQ | PJM | 205 | 999 | 1256 | 5244 | unknown |  |  |  | 40.7734 | -81.3292 | 5166 | 40.7734 | -81.3292 | 5166
245204 | 05WAGNHAL1 | PJM | 205 | 69 | 1256 | 5244 | unknown |  |  |  | 40.7734 | -81.3292 | 5166 | 40.7734 | -81.3292 | 5166
246267 | 05WAGENHALS1 | PJM | 205 | 138 | 1251 | 5244 | unknown |  |  |  | 40.7734 | -81.3292 | 5166 | 40.7734 | -81.3292 | 5166
243142 | 05WAYVIE | PJM | 205 | 138 | 1251 | 5245 | unknown
245197 | 05WAYVIEW | PJM | 205 | 69 | 1256 | 5245 | unknown
243144 | 05WCAMBR | PJM | 205 | 138 | 1251 | 5246 | unknown
245482 | 05W CAMBRD | PJM | 205 | 34.5 | 1256 | 5246 | unknown
245483 | 05W CAMBRD | PJM | 205 | 69 | 1256 | 5246 | unknown
243145 | 05WCOSHC | PJM | 205 | 138 | 1251 | 5247 | unknown |  |  |  | 40.0972 | -82.0185 | 5171 | 40.0972 | -82.0185 | 5171
245350 | 05W COSHTN | PJM | 205 | 69 | 1256 | 5247 | unknown |  |  |  | 40.0972 | -82.0185 | 5171 | 40.0972 | -82.0185 | 5171
243146 | 05WHEBRO | PJM | 205 | 138 | 1251 | 5248 | unknown |  |  |  | 39.9912 | -82.6478 | 5339 | 39.9912 | -82.6478 | 5339
245527 | 05W HEBRON | PJM | 205 | 69 | 1256 | 5248 | unknown |  |  |  | 39.9912 | -82.6478 | 5339 | 39.9912 | -82.6478 | 5339
245528 | 05WHEBRNEQ | PJM | 205 | 999 | 1256 | 5248 | unknown |  |  |  | 39.9912 | -82.6478 | 5339 | 39.9912 | -82.6478 | 5339
243149 | 05W.LANCAST1 | PJM | 205 | 138 | 1251 | 5249 | unknown | [6 empty] | 39.8777 | -82.9072 | 5335
245599 | 05W.LANCAST1 | PJM | 205 | 69 | 1256 | 5249 | unknown | [6 empty] | 39.8777 | -82.9072 | 5335
246021 | 05W.LANCAST2 | PJM | 205 | 138 | 1251 | 5249 | unknown | [6 empty] | 39.8777 | -82.9072 | 5335
246290 | 05W.LANCAST2 | PJM | 205 | 69 | 1256 | 5249 | unknown | [6 empty] | 39.8777 | -82.9072 | 5335
243151 | 05WMILLS | PJM | 205 | 138 | 1251 | 5250 | unknown
245366 | 05WMILLS 8 | PJM | 205 | 138 | 1256 | 5250 | unknown
245374 | 05WMILLRBG | PJM | 205 | 69 | 1256 | 5250 | unknown
243111 | 05STMARY | PJM | 205 | 138 | 1251 | 5251 | unknown |  |  |  | 40.6774 | -84.1834 | 5173 | 40.6774 | -84.1834 | 5173
243152 | 05WMOULT | PJM | 205 | 138 | 1251 | 5251 | unknown |  |  |  | 40.6774 | -84.1834 | 5173 | 40.6774 | -84.1834 | 5173
243174 | 05MOULTO | PJM | 205 | 69 | 1256 | 5251 | unknown |  |  |  | 40.6774 | -84.1834 | 5173 | 40.6774 | -84.1834 | 5173
243153 | 05WMTVER | PJM | 205 | 138 | 1251 | 5252 | unknown
245562 | 05W MT VER | PJM | 205 | 69 | 1256 | 5252 | unknown
243156 | 05W.NEW PHIL | PJM | 205 | 138 | 1251 | 5253 | unknown
245256 | 05W N PHIL | PJM | 205 | 34.5 | 1256 | 5253 | unknown
245257 | 05W N PHIL | PJM | 205 | 69 | 1256 | 5253 | unknown
243158 | 05WOOSTE | PJM | 205 | 138 | 1251 | 5254 | unknown
245304 | 05WOOSTER | PJM | 205 | 23 | 1256 | 5254 | unknown
245305 | 05WOOSTER | PJM | 205 | 69 | 1256 | 5254 | unknown
245306 | 05WOOSTREQ | PJM | 205 | 999 | 1256 | 5254 | unknown
243161 | 05ZANESV | PJM | 205 | 138 | 1251 | 5255 | unknown
245423 | 05ZANESVIL | PJM | 205 | 69 | 1256 | 5255 | unknown
243166 | 05E.BEAVER | PJM | 205 | 69 | 1256 | 5256 | unknown |  |  |  | 39.0163 | -83.0043 | 5161 | 39.0163 | -83.0043 | 5161
243501 | 05E.BEAV | PJM | 205 | 138 | 1253 | 5256 | unknown |  |  |  | 39.0163 | -83.0043 | 5161 | 39.0163 | -83.0043 | 5161
243201 | 05COREY 1EQ | PJM | 205 | 999 | 1257 | 5257 | unknown | [6 empty] | 41.7066 | -85.863 | 5268
243265 | 05COREY | PJM | 205 | 138 | 1252 | 5257 | unknown | [6 empty] | 41.7066 | -85.863 | 5268
246514 | 05COREY | PJM | 205 | 34.5 | 1257 | 5257 | unknown | [6 empty] | 41.7066 | -85.863 | 5268
246515 | 05COREY | PJM | 205 | 69 | 1257 | 5257 | unknown | [6 empty] | 41.7066 | -85.863 | 5268
247782 | 05COREY 3EQ | PJM | 205 | 999 | 1257 | 5257 | unknown | [6 empty] | 41.7066 | -85.863 | 5268
243203 | 05MOTTVLEQ | PJM | 205 | 999 | 1257 | 5258 | unknown |  |  |  | 41.7066 | -85.863 | 5268 | 41.7066 | -85.863 | 5268
243346 | 05MOTTV | PJM | 205 | 138 | 1252 | 5258 | unknown |  |  |  | 41.7066 | -85.863 | 5268 | 41.7066 | -85.863 | 5268
246537 | 05MOTTVLLE | PJM | 205 | 69 | 1257 | 5258 | unknown |  |  |  | 41.7066 | -85.863 | 5268 | 41.7066 | -85.863 | 5268
243204 | 05VALLEYEQ | PJM | 205 | 999 | 1257 | 5259 | unknown | [6 empty] | 41.9843 | -86.3217 | 5271
243386 | 05VALLY | PJM | 205 | 138 | 1252 | 5259 | unknown | [6 empty] | 41.9843 | -86.3217 | 5271
246551 | 05VALLEY | PJM | 205 | 69 | 1257 | 5259 | unknown | [6 empty] | 41.9843 | -86.3217 | 5271
243205 | 05COOK | PJM | 205 | 765 | 1252 | 5260 | known |  | 41.9758 | -86.5651
243215 | 05COOK | PJM | 205 | 345 | 1252 | 5260 | known |  | 41.9758 | -86.5651
243440 | 05CKG1 | PJM | 205 | 26 | 1297 | 5260 | known
243441 | 05CKG2 | PJM | 205 | 26 | 1297 | 5260 | known
243206 | 05DUMONT | PJM | 205 | 765 | 1252 | 5261 | known |  | 41.5235 | -86.3605
243219 | 05DUMONT | PJM | 205 | 345 | 1252 | 5261 | known |  | 41.5235 | -86.3605
243207 | 05GRNTWN | PJM | 205 | 765 | 1252 | 5262 | known |  | 40.8856 | -85.815
244658 | 05GRNTWN | PJM | 205 | 138 | 1252 | 5262 | known |  | 40.8856 | -85.815
244659 | 05GRNTWN2EQ | PJM | 205 | 999 | 1252 | 5262 | known |  | 40.8856 | -85.815
243209 | 05ROCKPT | PJM | 205 | 765 | 1252 | 5263 | known |  | 37.9275 | -87.0378
243239 | 05ROCKP WRK1 | PJM | 205 | 138 | 1252 | 5263 | known
243240 | 05ROCKP WRK2 | PJM | 205 | 138 | 1252 | 5263 | known
243442 | 05RKG1 | PJM | 205 | 26 | 1297 | 5263 | known
243443 | 05RKG2 | PJM | 205 | 26 | 1297 | 5263 | known
247133 | 05ROCKP WRK1 | PJM | 205 | 765 | 1252 | 5263 | known
247135 | 05ROCKP WRK2 | PJM | 205 | 765 | 1252 | 5263 | known
243210 | 05SULLIVAN | PJM | 205 | 765 | 1252 | 5264 | known |  | 39.1894 | -87.5496
243987 | 05SULLVN_REA | PJM | 205 | 345 | 1252 | 5264 | known
247712 | 05SULLIVAN | PJM | 205 | 345 | 1252 | 5264 | known |  | 39.1892 | -87.5497
243211 | 05ALLEN | PJM | 205 | 345 | 1252 | 5265 | known |  | 41.0144 | -84.9767
243242 | 05ALLEN | PJM | 205 | 138 | 1252 | 5265 | known
243212 | 05BENTON | PJM | 205 | 345 | 1252 | 5266 | known |  | 42.1889 | -86.3342
243250 | 05BENTON | PJM | 205 | 138 | 1252 | 5266 | known
243218 | 05DESOTO | PJM | 205 | 345 | 1252 | 5267 | known |  | 40.224 | -85.2963
243278 | 05DESOTO | PJM | 205 | 138 | 1252 | 5267 | known
243220 | 05E.ELKHART | PJM | 205 | 345 | 1252 | 5268 | known |  | 41.7066 | -85.863
243287 | 05E.ELKHART | PJM | 205 | 138 | 1252 | 5268 | known
246394 | 05E.ELKHA EQ | PJM | 205 | 999 | 1257 | 5268 | known |  | 41.7066 | -85.863
246395 | 05E.ELKHART | PJM | 205 | 34.5 | 1257 | 5268 | known
246396 | 05E.ELKHART | PJM | 205 | 69 | 1257 | 5268 | known
243222 | 05FALL C | PJM | 205 | 345 | 1252 | 5269 | known |  | 39.9918 | -85.5935
243292 | 05FALL C | PJM | 205 | 138 | 1252 | 5269 | known |  | 39.9918 | -85.5935
243223 | 05JACKSON RD | PJM | 205 | 345 | 1252 | 5270 | known |  | 41.6065 | -86.3066
243318 | 05JACKSON RD | PJM | 205 | 138 | 1252 | 5270 | known
244174 | 05JACKSON RD | PJM | 205 | 69 | 1257 | 5270 | known
244214 | 05JACKSR 5EQ | PJM | 205 | 999 | 1252 | 5270 | known |  | 41.6068 | -86.3068
244215 | 05JACKSR T5 | PJM | 205 | 34.5 | 1252 | 5270 | known
244269 | 05JACKSR 6EQ | PJM | 205 | 999 | 1257 | 5270 | known |  | 41.6068 | -86.3068
246326 | 05JACKSON RD | PJM | 205 | 34.5 | 1257 | 5270 | known
247147 | 05JACKSR T4 | PJM | 205 | 138 | 1252 | 5270 | known
243224 | 05KENZIE | PJM | 205 | 345 | 1252 | 5271 | known |  | 41.9843 | -86.3217
243322 | 05KENZIE | PJM | 205 | 138 | 1252 | 5271 | known
247539 | 05KENZIE | PJM | 205 | 69 | 1258 | 5271 | known
243225 | 05KEYSTN | PJM | 205 | 345 | 1252 | 5272 | known |  | 40.5399 | -85.3477
247296 | 05KEYAEQ | PJM | 205 | 999 | 1297 | 5272 | known |  | 40.5399 | -85.3477
247297 | 05KEYBEQ | PJM | 205 | 999 | 1297 | 5272 | known
243226 | 05LAWBG1 | PJM | 205 | 345 | 1252 | 5273 | known |  | 39.0921 | -84.8675
243227 | 05LAWBG2 | PJM | 205 | 345 | 1252 | 5273 | known |  | 39.0921 | -84.8675
243233 | 05TANNER | PJM | 205 | 345 | 1252 | 5273 | known |  | 39.0836 | -84.8601
243382 | 05TANNER CK1 | PJM | 205 | 138 | 1252 | 5273 | known
245407 | 05TANNER CK2 | PJM | 205 | 138 | 1252 | 5273 | known
245409 | 05TAN CK_5SZ | PJM | 205 | 138 | 1252 | 5273 | known
247264 | 05LAWG1A | PJM | 205 | 18 | 1297 | 5273 | known
247265 | 05LAWG1B | PJM | 205 | 18 | 1297 | 5273 | known
247266 | 05LAWG1S | PJM | 205 | 18 | 1297 | 5273 | known
247267 | 05LAWG2A | PJM | 205 | 18 | 1297 | 5273 | known
247268 | 05LAWG2B | PJM | 205 | 18 | 1297 | 5273 | known
247269 | 05LAWG2S | PJM | 205 | 18 | 1297 | 5273 | known
248001 | 06DEARB1 | PJM | 206 | 345 | 1206 | 5273 | known |  | 39.0853 | -84.8628
243229 | 05OLIVE | PJM | 205 | 345 | 1252 | 5274 | known |  | 41.7065 | -86.4837
243353 | 05OLIVE | PJM | 205 | 138 | 1252 | 5274 | known
246345 | 05OLIVE | PJM | 205 | 69 | 1257 | 5274 | known
243231 | 05ROB PK | PJM | 205 | 345 | 1252 | 5275 | known |  | 41.1698 | -85.0935
243366 | 05ROB PK12 | PJM | 205 | 138 | 1252 | 5275 | known
244672 | 05ROB PK_XFL | PJM | 205 | 138 | 1252 | 5275 | known
245476 | 05ROB PK34 | PJM | 205 | 138 | 1252 | 5275 | known
245505 | 05ROB PK T6 | PJM | 205 | 138 | 1252 | 5275 | known
246157 | 05ROBPK4EQ | PJM | 205 | 999 | 1257 | 5275 | known
243232 | 05SORENS | PJM | 205 | 345 | 1252 | 5276 | known |  | 40.9837 | -85.3417
243377 | 05SORENS | PJM | 205 | 138 | 1252 | 5276 | known
246999 | 05SORENS | PJM | 205 | 765 | 1252 | 5276 | known |  | 40.9837 | -85.3416
243234 | 05TWIN B | PJM | 205 | 345 | 1252 | 5277 | known |  | 41.6834 | -86.1495
243385 | 05TWIN B | PJM | 205 | 138 | 1252 | 5277 | known
243235 | 0523RD | PJM | 205 | 138 | 1252 | 5278 | unknown
246071 | 0523RD | PJM | 205 | 34.5 | 1257 | 5278 | unknown
243237 | 05ADAM | PJM | 205 | 138 | 1252 | 5279 | unknown | [6 empty] | 41.0144 | -84.9767 | 5265
246230 | 05ADAMS | PJM | 205 | 34.5 | 1257 | 5279 | unknown | [6 empty] | 41.0144 | -84.9767 | 5265
246231 | 05ADAMS- | PJM | 205 | 69 | 1257 | 5279 | unknown | [6 empty] | 41.0144 | -84.9767 | 5265
246232 | 05ADAMS1EQ | PJM | 205 | 999 | 1257 | 5279 | unknown | [6 empty] | 41.0144 | -84.9767 | 5265
243241 | 05ALBION | PJM | 205 | 138 | 1252 | 5280 | known |  | 41.3737 | -85.4249
246179 | 05ALBION- | PJM | 205 | 69 | 1257 | 5280 | known
246180 | 05ALBIONEQ | PJM | 205 | 999 | 1257 | 5280 | known
243243 | 05ANDCT | PJM | 205 | 138 | 1252 | 5281 | known |  | 40.2427 | -80.9678
243428 | 05IMPA | PJM | 205 | 34.5 | 1257 | 5281 | known
247285 | 05AND G1 | PJM | 205 | 13.8 | 1297 | 5281 | known
247286 | 05AND G2 | PJM | 205 | 13.8 | 1297 | 5281 | known
247287 | 05AND G3 | PJM | 205 | 13.8 | 1297 | 5281 | known
243244 | 05ANTHY | PJM | 205 | 138 | 1252 | 5282 | unknown | [6 empty] | 41.1698 | -85.0935 | 5275
246112 | 05ANTHONY | PJM | 205 | 34.5 | 1257 | 5282 | unknown | [6 empty] | 41.1698 | -85.0935 | 5275
243247 | 05AUBURN | PJM | 205 | 138 | 1252 | 5283 | known |  | 41.3614 | -85.0476
246182 | 05AUBURN | PJM | 205 | 69 | 1257 | 5283 | known
243253 | 05BLUFFP | PJM | 205 | 138 | 1252 | 5284 | known |  | 40.3242 | -84.9828
246014 | 05BLUFFPNT | PJM | 205 | 69 | 1257 | 5284 | known
247536 | 05BLUFF P WF | PJM | 205 | 138 | 1297 | 5284 | known
243259 | 05CNTRVL | PJM | 205 | 138 | 1252 | 5285 | known |  | 39.8176 | -85.1572
243263 | 05COLUMBIA | PJM | 205 | 138 | 1252 | 5286 | known |  | 41.1051 | -85.4653
246274 | 05COLUMBIA | PJM | 205 | 69 | 1257 | 5286 | known
243264 | 05CONCOR | PJM | 205 | 138 | 1252 | 5287 | unknown |  |  |  | 41.6834 | -86.1495 | 5277 | 41.6834 | -86.1495 | 5277
244433 | 05CONCORDEQ | PJM | 205 | 999 | 1257 | 5287 | unknown |  |  |  | 41.6834 | -86.1495 | 5277 | 41.6834 | -86.1495 | 5277
244434 | 05CONCORD | PJM | 205 | 69 | 1257 | 5287 | unknown |  |  |  | 41.6834 | -86.1495 | 5277 | 41.6834 | -86.1495 | 5277
246386 | 05CONCORD | PJM | 205 | 34.5 | 1257 | 5287 | unknown |  |  |  | 41.6834 | -86.1495 | 5277 | 41.6834 | -86.1495 | 5277
243274 | 05DEER CRK1 | PJM | 205 | 138 | 1252 | 5288 | unknown
245958 | 05DEER CK1 | PJM | 205 | 34.5 | 1257 | 5288 | unknown
245960 | 05DEER CR | PJM | 205 | 69 | 1257 | 5288 | unknown
245963 | 05DEERC1EQ | PJM | 205 | 999 | 1257 | 5288 | unknown
246051 | 05DEER CRK2 | PJM | 205 | 138 | 1252 | 5288 | unknown
243275 | 05DELAWR1 | PJM | 205 | 138 | 1252 | 5289 | unknown
245803 | 05DELAWR2 | PJM | 205 | 138 | 1252 | 5289 | unknown
246037 | 05DELAWARE | PJM | 205 | 34.5 | 1257 | 5289 | unknown
243277 | 05DERBY | PJM | 205 | 138 | 1252 | 5290 | unknown
246443 | 05DERBY | PJM | 205 | 69 | 1257 | 5290 | unknown
246445 | 05DERBY EQ | PJM | 205 | 999 | 1257 | 5290 | unknown
243280 | 05DRAGN | PJM | 205 | 138 | 1252 | 5291 | unknown
246314 | 05DRAGOON | PJM | 205 | 34.5 | 1257 | 5291 | unknown
243283 | 05DUNLAP | PJM | 205 | 138 | 1252 | 5292 | unknown | [6 empty] | 41.6834 | -86.1495 | 5277
246390 | 05DUNLAP | PJM | 205 | 34.5 | 1257 | 5292 | unknown | [6 empty] | 41.6834 | -86.1495 | 5277
246391 | 05DUNLAP | PJM | 205 | 69 | 1257 | 5292 | unknown | [6 empty] | 41.6834 | -86.1495 | 5277
246393 | 05DUNLAPEQ | PJM | 205 | 999 | 1257 | 5292 | unknown | [6 empty] | 41.6834 | -86.1495 | 5277
243014 | 05GRBLOP | PJM | 205 | 138 | 1251 | 5293 | unknown |  |  |  | 41.1698 | -85.0935 | 5275 | 41.1698 | -85.0935 | 5275
243300 | 05GRABIL | PJM | 205 | 138 | 1252 | 5293 | unknown |  |  |  | 41.1698 | -85.0935 | 5275 | 41.1698 | -85.0935 | 5275
246195 | 05GRABIL L | PJM | 205 | 12 | 1257 | 5293 | unknown |  |  |  | 41.1698 | -85.0935 | 5275 | 41.1698 | -85.0935 | 5275
243302 | 05GRANT | PJM | 205 | 138 | 1252 | 5294 | unknown |  |  |  | 40.8856 | -85.815 | 5262 | 40.8856 | -85.815 | 5262
245970 | 05GRANT | PJM | 205 | 34.5 | 1257 | 5294 | unknown |  |  |  | 40.8856 | -85.815 | 5262 | 40.8856 | -85.815 | 5262
246008 | 05GRANT Z | PJM | 205 | 34.5 | 1257 | 5294 | unknown |  |  |  | 40.8856 | -85.815 | 5262 | 40.8856 | -85.815 | 5262
243307 | 05HARTFO | PJM | 205 | 138 | 1252 | 5295 | unknown
246455 | 05HARTFDEQ | PJM | 205 | 999 | 1257 | 5295 | unknown
246456 | 05HARTFORD | PJM | 205 | 34.5 | 1257 | 5295 | unknown
246457 | 05HARTFORD | PJM | 205 | 69 | 1257 | 5295 | unknown
243308 | 05HICKRY CK1 | PJM | 205 | 138 | 1252 | 5296 | unknown
246060 | 05HICKRY CK2 | PJM | 205 | 138 | 1252 | 5296 | unknown
246459 | 05HICKORYC | PJM | 205 | 34.5 | 1257 | 5296 | unknown
246460 | 05HICKORYC | PJM | 205 | 69 | 1257 | 5296 | unknown
246461 | 05HICKRYC4EQ | PJM | 205 | 999 | 1257 | 5296 | unknown
247162 | 05HICKRYC8EQ | PJM | 205 | 999 | 1257 | 5296 | unknown
243309 | 05HILLCR | PJM | 205 | 138 | 1252 | 5297 | unknown
246124 | 05HILLCREQ | PJM | 205 | 999 | 1257 | 5297 | unknown
246175 | 05HILLCREST | PJM | 205 | 13.09 | 1257 | 5297 | unknown
246242 | 05HILLCRES | PJM | 205 | 69 | 1257 | 5297 | unknown
243310 | 05HODGIN | PJM | 205 | 138 | 1252 | 5298 | known |  | 39.8147 | -84.818
243400 | 05HODGIN | PJM | 205 | 69 | 1257 | 5298 | known
243311 | 05ARN HOGAN | PJM | 205 | 138 | 1252 | 5299 | unknown
246046 | 05ARN HOGAN | PJM | 205 | 34.5 | 1257 | 5299 | unknown
243312 | 05HUMMEL | PJM | 205 | 138 | 1252 | 5300 | unknown |  |  |  | 40.8856 | -85.815 | 5262 | 40.8856 | -85.815 | 5262
245978 | 05HUMMELEQ | PJM | 205 | 999 | 1257 | 5300 | unknown |  |  |  | 40.8856 | -85.815 | 5262 | 40.8856 | -85.815 | 5262
243315 | 05ILLINO | PJM | 205 | 138 | 1252 | 5301 | unknown |  |  |  | 40.9837 | -85.3417 | 5276 | 40.9837 | -85.3417 | 5276
246282 | 05ILLIN EQ | PJM | 205 | 999 | 1257 | 5301 | unknown |  |  |  | 40.9837 | -85.3417 | 5276 | 40.9837 | -85.3417 | 5276
246284 | 05ILLINOIS | PJM | 205 | 69 | 1257 | 5301 | unknown |  |  |  | 40.9837 | -85.3417 | 5276 | 40.9837 | -85.3417 | 5276
243316 | 05INDUST PK1 | PJM | 205 | 138 | 1252 | 5302 | unknown | [6 empty] | 41.1698 | -85.0935 | 5275
245511 | 05INDUST PK2 | PJM | 205 | 138 | 1252 | 5302 | unknown | [6 empty] | 41.1698 | -85.0935 | 5275
246127 | 05IND PKEQ | PJM | 205 | 999 | 1257 | 5302 | unknown | [6 empty] | 41.1698 | -85.0935 | 5275
246128 | 05INDUST P | PJM | 205 | 34.5 | 1257 | 5302 | unknown | [6 empty] | 41.1698 | -85.0935 | 5275
243319 | 05JAY | PJM | 205 | 138 | 1252 | 5303 | known |  | 40.379 | -85.1915
246016 | 05JAY | PJM | 205 | 69 | 1257 | 5303 | known
246018 | 05JAY EQ | PJM | 205 | 999 | 1257 | 5303 | known
243321 | 05KENDAL | PJM | 205 | 138 | 1252 | 5304 | unknown
246200 | 05KENDALVI | PJM | 205 | 69 | 1257 | 5304 | unknown
246219 | 05KENDAL Z | PJM | 205 | 69 | 1257 | 5304 | unknown
243245 | 05ANTHYZ | PJM | 205 | 138 | 1252 | 5305 | unknown |  |  |  | 41.1698 | -85.0935 | 5275 | 41.1698 | -85.0935 | 5275
243330 | 05LINCOLN1 | PJM | 205 | 138 | 1252 | 5305 | unknown |  |  |  | 41.1698 | -85.0935 | 5275 | 41.1698 | -85.0935 | 5275
245832 | 05LINCOLN2 | PJM | 205 | 138 | 1252 | 5305 | unknown |  |  |  | 41.1698 | -85.0935 | 5275 | 41.1698 | -85.0935 | 5275
246136 | 05LINCOLN | PJM | 205 | 34.5 | 1257 | 5305 | unknown |  |  |  | 41.1698 | -85.0935 | 5275 | 41.1698 | -85.0935 | 5275
246138 | 05LINCO1EQ | PJM | 205 | 999 | 1257 | 5305 | unknown |  |  |  | 41.1698 | -85.0935 | 5275 | 41.1698 | -85.0935 | 5275
247119 | 05LINCOLN | PJM | 205 | 69 | 1257 | 5305 | unknown |  |  |  | 41.1698 | -85.0935 | 5275 | 41.1698 | -85.0935 | 5275
243333 | 05MADISON1 | PJM | 205 | 138 | 1252 | 5306 | unknown |  |  |  | 39.0921 | -84.8675 | 5273 | 39.0921 | -84.8675 | 5273
243430 | 05MADSN1 | PJM | 205 | 34.5 | 1257 | 5306 | unknown |  |  |  | 39.0921 | -84.8675 | 5273 | 39.0921 | -84.8675 | 5273
245946 | 05MADISON2 | PJM | 205 | 138 | 1252 | 5306 | unknown |  |  |  | 39.0921 | -84.8675 | 5273 | 39.0921 | -84.8675 | 5273
243334 | 05MAGLEY | PJM | 205 | 138 | 1252 | 5307 | unknown |  |  |  | 41.0144 | -84.9767 | 5265 | 41.0144 | -84.9767 | 5265
246250 | 05MAGLEY | PJM | 205 | 69 | 1257 | 5307 | unknown |  |  |  | 41.0144 | -84.9767 | 5265 | 41.0144 | -84.9767 | 5265
243335 | 05MAIN S | PJM | 205 | 138 | 1252 | 5308 | unknown | [6 empty] | 42.1889 | -86.3342 | 5266
246470 | 05MAIN ST | PJM | 205 | 34.5 | 1257 | 5308 | unknown | [6 empty] | 42.1889 | -86.3342 | 5266
243338 | 05MCKINLEY3 | PJM | 205 | 138 | 1252 | 5309 | unknown
244935 | 05MCKINLEY1 | PJM | 205 | 138 | 1252 | 5309 | unknown
244936 | 05MCKINLEY2 | PJM | 205 | 138 | 1252 | 5309 | unknown
246141 | 05MCKINLEY | PJM | 205 | 69 | 1257 | 5309 | unknown
246142 | 05MCKINLY1 | PJM | 205 | 34.5 | 1257 | 5309 | unknown
246143 | 05MCKINLY2 | PJM | 205 | 34.5 | 1257 | 5309 | unknown
246146 | 05MCKIN5EQ | PJM | 205 | 999 | 1257 | 5309 | unknown
243339 | 05MEADOW | PJM | 205 | 138 | 1252 | 5310 | unknown | [6 empty] | 39.0921 | -84.8675 | 5273
243432 | 05MEADOW | PJM | 205 | 34.5 | 1257 | 5310 | unknown | [6 empty] | 39.0921 | -84.8675 | 5273
243340 | 05MEDFOR | PJM | 205 | 138 | 1252 | 5311 | unknown |  |  |  | 40.224 | -85.2963 | 5267 | 40.224 | -85.2963 | 5267
246053 | 05MEDFORD | PJM | 205 | 34.5 | 1257 | 5311 | unknown |  |  |  | 40.224 | -85.2963 | 5267 | 40.224 | -85.2963 | 5267
246054 | 05MEDFORD | PJM | 205 | 69 | 1257 | 5311 | unknown |  |  |  | 40.224 | -85.2963 | 5267 | 40.224 | -85.2963 | 5267
246055 | 05MEDFRDEQ | PJM | 205 | 999 | 1257 | 5311 | unknown |  |  |  | 40.224 | -85.2963 | 5267 | 40.224 | -85.2963 | 5267
243344 | 05MODOC | PJM | 205 | 138 | 1252 | 5312 | unknown |  |  |  | 39.8176 | -85.1572 | 5285 | 39.8176 | -85.1572 | 5285
246083 | 05MODOC | PJM | 205 | 69 | 1257 | 5312 | unknown |  |  |  | 39.8176 | -85.1572 | 5285 | 39.8176 | -85.1572 | 5285
246085 | 05MODOC EQ | PJM | 205 | 999 | 1257 | 5312 | unknown |  |  |  | 39.8176 | -85.1572 | 5285 | 39.8176 | -85.1572 | 5285
243345 | 05MOORPK | PJM | 205 | 138 | 1252 | 5313 | unknown
246535 | 05MOORE PK | PJM | 205 | 69 | 1257 | 5313 | unknown
243349 | 05NEW CARLI2 | PJM | 205 | 138 | 1252 | 5314 | known |  | 41.7232 | -86.5068
244930 | 05NEW CARLI1 | PJM | 205 | 138 | 1252 | 5314 | known
246344 | 05NWCARLIS | PJM | 205 | 34.5 | 1257 | 5314 | known
243356 | 05OSOLO1 | PJM | 205 | 138 | 1252 | 5315 | unknown |  |  |  | 41.7066 | -85.863 | 5268 | 41.7066 | -85.863 | 5268
245310 | 05OSOLOEQ | PJM | 205 | 999 | 1252 | 5315 | unknown |  |  |  | 41.7066 | -85.863 | 5268 | 41.7066 | -85.863 | 5268
245385 | 05OSOLO | PJM | 205 | 69 | 1252 | 5315 | unknown |  |  |  | 41.7066 | -85.863 | 5268 | 41.7066 | -85.863 | 5268
246408 | 05OSOLO | PJM | 205 | 34.5 | 1257 | 5315 | unknown |  |  |  | 41.7066 | -85.863 | 5268 | 41.7066 | -85.863 | 5268
247541 | 05OSOLO2 | PJM | 205 | 138 | 1252 | 5315 | unknown |  |  |  | 41.7066 | -85.863 | 5268 | 41.7066 | -85.863 | 5268
243362 | 05RANDOL | PJM | 205 | 138 | 1252 | 5316 | unknown |  |  |  | 39.8147 | -84.818 | 5298 | 39.8147 | -84.818 | 5298
246086 | 05RANDOLEQ | PJM | 205 | 999 | 1257 | 5316 | unknown |  |  |  | 39.8147 | -84.818 | 5298 | 39.8147 | -84.818 | 5298
246088 | 05RANDOL2L | PJM | 205 | 12 | 1257 | 5316 | unknown |  |  |  | 39.8147 | -84.818 | 5298 | 39.8147 | -84.818 | 5298
243364 | 05RICHMO | PJM | 205 | 138 | 1252 | 5317 | known |  | 39.807 | -84.9462
243408 | 05RICHMO | PJM | 205 | 69 | 1257 | 5317 | known
243365 | 05RIVERSIDE1 | PJM | 205 | 138 | 1252 | 5318 | unknown |  |  |  | 42.1889 | -86.3342 | 5266 | 42.1889 | -86.3342 | 5266
245846 | 05RIVERSIDE2 | PJM | 205 | 138 | 1252 | 5318 | unknown |  |  |  | 42.1889 | -86.3342 | 5266 | 42.1889 | -86.3342 | 5266
246482 | 05RIVERSEQ | PJM | 205 | 999 | 1257 | 5318 | unknown |  |  |  | 42.1889 | -86.3342 | 5266 | 42.1889 | -86.3342 | 5266
246484 | 05RIVERSID | PJM | 205 | 69 | 1257 | 5318 | unknown |  |  |  | 42.1889 | -86.3342 | 5266 | 42.1889 | -86.3342 | 5266
246485 | 05RIVER5EQ | PJM | 205 | 999 | 1257 | 5318 | unknown |  |  |  | 42.1889 | -86.3342 | 5266 | 42.1889 | -86.3342 | 5266
243369 | 05ROYERTON | PJM | 205 | 138 | 1252 | 5319 | unknown |  |  |  | 40.224 | -85.2963 | 5267 | 40.224 | -85.2963 | 5267
246043 | 05ROYERTON | PJM | 205 | 69 | 1257 | 5319 | unknown |  |  |  | 40.224 | -85.2963 | 5267 | 40.224 | -85.2963 | 5267
243370 | 05S.BEND1 | PJM | 205 | 138 | 1252 | 5320 | unknown |  |  |  | 41.6834 | -86.1495 | 5277 | 41.6834 | -86.1495 | 5277
245152 | 05S.BEND 6EQ | PJM | 205 | 999 | 1257 | 5320 | unknown |  |  |  | 41.6834 | -86.1495 | 5277 | 41.6834 | -86.1495 | 5277
246066 | 05S.BEND2 | PJM | 205 | 138 | 1252 | 5320 | unknown |  |  |  | 41.6834 | -86.1495 | 5277 | 41.6834 | -86.1495 | 5277
246353 | 05S.BEND 5EQ | PJM | 205 | 999 | 1257 | 5320 | unknown |  |  |  | 41.6834 | -86.1495 | 5277 | 41.6834 | -86.1495 | 5277
246356 | 05S.BEND | PJM | 205 | 69 | 1257 | 5320 | unknown |  |  |  | 41.6834 | -86.1495 | 5277 | 41.6834 | -86.1495 | 5277
246357 | 05SOUTHBEN | PJM | 205 | 34.5 | 1257 | 5320 | unknown |  |  |  | 41.6834 | -86.1495 | 5277 | 41.6834 | -86.1495 | 5277
243373 | 05SELMAP | PJM | 205 | 138 | 1252 | 5321 | unknown |  |  |  | 39.807 | -84.9462 | 5317 | 39.807 | -84.9462 | 5317
246901 | 05SELMAPRK | PJM | 205 | 69 | 1257 | 5321 | unknown |  |  |  | 39.807 | -84.9462 | 5317 | 39.807 | -84.9462 | 5317
243374 | 05SELWOO | PJM | 205 | 138 | 1252 | 5322 | unknown
246236 | 05S.ELWOOD | PJM | 205 | 69 | 1257 | 5322 | unknown
243378 | 05SPY RUN2 | PJM | 205 | 138 | 1252 | 5323 | unknown
246160 | 05SPY RUN1 | PJM | 205 | 34.5 | 1257 | 5323 | unknown
246161 | 05SPY RUN2 | PJM | 205 | 34.5 | 1257 | 5323 | unknown
246373 | 05SPY RUN1 | PJM | 205 | 138 | 1252 | 5323 | unknown
243383 | 05TILLMA | PJM | 205 | 138 | 1252 | 5324 | unknown |  |  |  | 41.019 | -84.6918 | 5474 | 41.019 | -84.6918 | 5474
246265 | 05TILLMAN | PJM | 205 | 34.5 | 1257 | 5324 | unknown |  |  |  | 41.019 | -84.6918 | 5474 | 41.019 | -84.6918 | 5474
243384 | 05TRIER | PJM | 205 | 138 | 1252 | 5325 | unknown
246170 | 05TRIER L | PJM | 205 | 12 | 1257 | 5325 | unknown
243387 | 05VANBUR | PJM | 205 | 138 | 1252 | 5326 | unknown
245998 | 05VAN BURE | PJM | 205 | 12 | 1257 | 5326 | unknown
245999 | 05VAN BURE | PJM | 205 | 69 | 1257 | 5326 | unknown
246000 | 05VANBUREQ | PJM | 205 | 999 | 1257 | 5326 | unknown
243388 | 05W SIDE | PJM | 205 | 138 | 1252 | 5327 | unknown
246369 | 05W SIDE | PJM | 205 | 34.5 | 1257 | 5327 | unknown
246371 | 05W SIDEEQ | PJM | 205 | 999 | 1257 | 5327 | unknown
246372 | 05W.SIDE | PJM | 205 | 69 | 1257 | 5327 | unknown
243389 | 05WALLEN | PJM | 205 | 138 | 1252 | 5328 | unknown |  |  |  | 41.1698 | -85.0935 | 5275 | 41.1698 | -85.0935 | 5275
246116 | 05WALLENEQ | PJM | 205 | 999 | 1257 | 5328 | unknown |  |  |  | 41.1698 | -85.0935 | 5275 | 41.1698 | -85.0935 | 5275
246118 | 05WALLEN | PJM | 205 | 69 | 1257 | 5328 | unknown |  |  |  | 41.1698 | -85.0935 | 5275 | 41.1698 | -85.0935 | 5275
246165 | 05WALLEN | PJM | 205 | 34.5 | 1257 | 5328 | unknown |  |  |  | 41.1698 | -85.0935 | 5275 | 41.1698 | -85.0935 | 5275
243392 | 05WEBSTR | PJM | 205 | 138 | 1252 | 5329 | unknown |  |  |  | 40.2427 | -80.9678 | 5281 | 40.2427 | -80.9678 | 5281
243437 | 05WEBSTR | PJM | 205 | 34.5 | 1257 | 5329 | unknown |  |  |  | 40.2427 | -80.9678 | 5281 | 40.2427 | -80.9678 | 5281
243407 | 05RICHCT | PJM | 205 | 69 | 1257 | 5330 | known |  | 37.7666 | -82.4733
247288 | 05RICHG1 | PJM | 205 | 13.8 | 1297 | 5330 | known
247289 | 05RICHG2 | PJM | 205 | 13.8 | 1297 | 5330 | known
243261 | 05COLBYTAPSS | PJM | 205 | 138 | 1252 | 5331 | unknown |  |  |  | 41.9843 | -86.3217 | 5271 | 41.9843 | -86.3217 | 5271
243420 | 05COLBY | PJM | 205 | 34.5 | 1257 | 5331 | unknown |  |  |  | 41.9843 | -86.3217 | 5271 | 41.9843 | -86.3217 | 5271
246511 | 05COLBY | PJM | 205 | 69 | 1257 | 5331 | unknown |  |  |  | 41.9843 | -86.3217 | 5271 | 41.9843 | -86.3217 | 5271
247745 | 05COLBY | PJM | 205 | 138 | 1252 | 5331 | unknown |  |  |  | 41.9843 | -86.3217 | 5271 | 41.9843 | -86.3217 | 5271
243357 | 05PENDLETON1 | PJM | 205 | 138 | 1252 | 5332 | unknown |  |  |  | 39.0921 | -84.8675 | 5273 | 39.0921 | -84.8675 | 5273
243434 | 05PENDLE | PJM | 205 | 34.5 | 1257 | 5332 | unknown |  |  |  | 39.0921 | -84.8675 | 5273 | 39.0921 | -84.8675 | 5273
246656 | 05PENDLETON2 | PJM | 205 | 138 | 1252 | 5332 | unknown |  |  |  | 39.0921 | -84.8675 | 5273 | 39.0921 | -84.8675 | 5273
243451 | 05WVRLYEQ1 | PJM | 205 | 999 | 1258 | 5333 | unknown |  |  |  | 39.0163 | -83.0043 | 5161 | 39.0163 | -83.0043 | 5161
243585 | 05WAVERL | PJM | 205 | 138 | 1253 | 5333 | unknown |  |  |  | 39.0163 | -83.0043 | 5161 | 39.0163 | -83.0043 | 5161
246802 | 05WAVERLY | PJM | 205 | 69 | 1258 | 5333 | unknown |  |  |  | 39.0163 | -83.0043 | 5161 | 39.0163 | -83.0043 | 5161
246803 | 05WAVRLY L | PJM | 205 | 13.2 | 1258 | 5333 | unknown |  |  |  | 39.0163 | -83.0043 | 5161 | 39.0163 | -83.0043 | 5161
243453 | 05BEATTY | PJM | 205 | 345 | 1253 | 5334 | known |  | 39.8631 | -83.12
243469 | 05BEATTY | PJM | 205 | 138 | 1253 | 5334 | known
246648 | 05BEATTY | PJM | 205 | 69 | 1258 | 5334 | known
243454 | 05BIXBY | PJM | 205 | 345 | 1253 | 5335 | known |  | 39.8777 | -82.9072
243473 | 05BIXBY | PJM | 205 | 138 | 1253 | 5335 | known
246696 | 05BIXBY T3 | PJM | 205 | 138 | 1253 | 5335 | known
243455 | 05CONES | PJM | 205 | 345 | 1253 | 5336 | known |  | 40.1876 | -81.8891
243488 | 05CONESVILLE | PJM | 205 | 138 | 1253 | 5336 | known
243489 | 05CONESV_CAP | PJM | 205 | 138 | 1253 | 5336 | known
243622 | 05CVG4 | PJM | 205 | 26 | 1298 | 5336 | known
243623 | 05CVG5 | PJM | 205 | 24 | 1298 | 5336 | known
243624 | 05CVG6 | PJM | 205 | 24 | 1298 | 5336 | known
243791 | 05FGDCV4 | PJM | 205 | 138 | 1253 | 5336 | known
246914 | 05CONESV AUX | PJM | 205 | 138 | 1298 | 5336 | known
243456 | 05CORRID | PJM | 205 | 345 | 1253 | 5337 | known |  | 40.1242 | -82.8451
243491 | 05CORRID | PJM | 205 | 138 | 1253 | 5337 | known
246644 | 05CORRIDR | PJM | 205 | 34.5 | 1258 | 5337 | known
243458 | 05HYATT | PJM | 205 | 345 | 1253 | 5338 | known |  | 40.2114 | -83.0934
243526 | 05HYATT | PJM | 205 | 138 | 1253 | 5338 | known
246523 | 05HYATT SW1 | PJM | 205 | 345 | 1253 | 5338 | known
246580 | 05HYATT | PJM | 205 | 34.5 | 1258 | 5338 | known
247741 | 05HYATT SW2 | PJM | 205 | 345 | 1253 | 5338 | known
243459 | 05KIRK | PJM | 205 | 345 | 1253 | 5339 | known |  | 39.9912 | -82.6478
243532 | 05KIRK | PJM | 205 | 138 | 1253 | 5339 | known
246717 | 05KIRK L | PJM | 205 | 34.5 | 1258 | 5339 | known
246722 | 05KIRK | PJM | 205 | 69 | 1258 | 5339 | known
243460 | 05ROBRT2 | PJM | 205 | 345 | 1253 | 5340 | unknown | [6 empty] | 39.8631 | -83.12 | 5334
243461 | 05ROBRT1 | PJM | 205 | 345 | 1253 | 5340 | unknown | [6 empty] | 39.8631 | -83.12 | 5334
243560 | 05ROBERT | PJM | 205 | 138 | 1253 | 5340 | unknown | [6 empty] | 39.8631 | -83.12 | 5334
246683 | 05ROBRTSL | PJM | 205 | 13.8 | 1258 | 5340 | unknown | [6 empty] | 39.8631 | -83.12 | 5334
243464 | 05ADAMS | PJM | 205 | 138 | 1253 | 5341 | unknown
243594 | 05ADAMS | PJM | 205 | 69 | 1258 | 5341 | unknown
243465 | 05ADDISO | PJM | 205 | 138 | 1253 | 5342 | unknown | [6 empty] | 38.9619 | -81.9294 | 5072
243595 | 05ADDISON | PJM | 205 | 69 | 1258 | 5342 | unknown | [6 empty] | 38.9619 | -81.9294 | 5072
243471 | 05BETHEL | PJM | 205 | 138 | 1253 | 5343 | unknown
246581 | 05BETHEL | PJM | 205 | 69 | 1258 | 5343 | unknown
243472 | 05BEXLEY | PJM | 205 | 138 | 1253 | 5344 | unknown | [6 empty] | 39.8777 | -82.9072 | 5335
246691 | 05BEXLEY | PJM | 205 | 39.4 | 1258 | 5344 | unknown | [6 empty] | 39.8777 | -82.9072 | 5335
246692 | 05BEXLY 1L | PJM | 205 | 13.8 | 1258 | 5344 | unknown | [6 empty] | 39.8777 | -82.9072 | 5335
246693 | 05BEXLY 2L | PJM | 205 | 13.8 | 1258 | 5344 | unknown | [6 empty] | 39.8777 | -82.9072 | 5335
246694 | 05BEXLYEQ1 | PJM | 205 | 999 | 1258 | 5344 | unknown | [6 empty] | 39.8777 | -82.9072 | 5335
246695 | 05BEXLYEQ2 | PJM | 205 | 999 | 1258 | 5344 | unknown | [6 empty] | 39.8777 | -82.9072 | 5335
243478 | 05BRKSHR | PJM | 205 | 138 | 1253 | 5345 | unknown
246637 | 05BERKSHRL | PJM | 205 | 34.5 | 1258 | 5345 | unknown
243479 | 05BROOKS | PJM | 205 | 138 | 1253 | 5346 | unknown | [6 empty] | 40.2114 | -83.0934 | 5338
246583 | 05BROOKS L | PJM | 205 | 13.8 | 1258 | 5346 | unknown | [6 empty] | 40.2114 | -83.0934 | 5338
243481 | 05CANAL | PJM | 205 | 138 | 1253 | 5347 | unknown | [6 empty] | 39.8631 | -83.12 | 5334
246576 | 05CANAL L | PJM | 205 | 13.8 | 1258 | 5347 | unknown | [6 empty] | 39.8631 | -83.12 | 5334
243484 | 05CITYCO | PJM | 205 | 138 | 1253 | 5348 | unknown
246814 | 05CITY-COL | PJM | 205 | 14.4 | 1258 | 5348 | unknown
246815 | 05CITY-COL | PJM | 205 | 69 | 1258 | 5348 | unknown
246816 | 05CITYCOL1 | PJM | 205 | 14.4 | 1258 | 5348 | unknown
246817 | 05CITYCOL2 | PJM | 205 | 14.4 | 1258 | 5348 | unknown
243485 | 05CLINTO | PJM | 205 | 138 | 1253 | 5349 | known |  | 40.025 | -82.9948
246634 | 05CLINTN L | PJM | 205 | 13.8 | 1258 | 5349 | known
243494 | 05CTYPLN | PJM | 205 | 138 | 1253 | 5350 | unknown
246818 | 05CITYPLNT | PJM | 205 | 69 | 1258 | 5350 | unknown
243502 | 05E.BROAD | PJM | 205 | 138 | 1253 | 5351 | unknown
246697 | 05E BROAD | PJM | 205 | 39.4 | 1258 | 5351 | unknown
246698 | 05E.BRD L | PJM | 205 | 13.8 | 1258 | 5351 | unknown
246699 | 05E.BRDEQ1 | PJM | 205 | 999 | 1258 | 5351 | unknown
246700 | 05E.BRDEQ2 | PJM | 205 | 999 | 1258 | 5351 | unknown
243506 | 05ELLIOT | PJM | 205 | 138 | 1253 | 5352 | unknown
243829 | 05ELLIOT | PJM | 205 | 69 | 1258 | 5352 | unknown
243507 | 05FIFTH | PJM | 205 | 138 | 1253 | 5353 | unknown | [6 empty] | 39.8631 | -83.12 | 5334
246655 | 05FIFTH L | PJM | 205 | 13.8 | 1258 | 5353 | unknown | [6 empty] | 39.8631 | -83.12 | 5334
243509 | 05FISHRD | PJM | 205 | 138 | 1253 | 5354 | unknown
246838 | 05SPIEGEL | PJM | 205 | 4 | 1258 | 5354 | unknown
243511 | 05GAY | PJM | 205 | 138 | 1253 | 5355 | unknown
246577 | 05GAY L | PJM | 205 | 13.8 | 1258 | 5355 | unknown
243513 | 05GENOA | PJM | 205 | 138 | 1253 | 5356 | unknown |  |  |  | 40.1813 | -83.012 | 5160 | 40.1813 | -83.012 | 5160
246613 | 05GENOA | PJM | 205 | 69 | 1258 | 5356 | unknown |  |  |  | 40.1813 | -83.012 | 5160 | 40.1813 | -83.012 | 5160
246614 | 05GENOA L | PJM | 205 | 13.8 | 1258 | 5356 | unknown |  |  |  | 40.1813 | -83.012 | 5160 | 40.1813 | -83.012 | 5160
246615 | 05GENOAEQ1 | PJM | 205 | 999 | 1258 | 5356 | unknown |  |  |  | 40.1813 | -83.012 | 5160 | 40.1813 | -83.012 | 5160
246624 | 05GENOA 1 | PJM | 205 | 69 | 1258 | 5356 | unknown |  |  |  | 40.1813 | -83.012 | 5160 | 40.1813 | -83.012 | 5160
246642 | 05WESTRV2A | PJM | 205 | 69 | 1258 | 5356 | unknown |  |  |  | 40.1813 | -83.012 | 5160 | 40.1813 | -83.012 | 5160
246643 | 05WESTRV2B | PJM | 205 | 69 | 1258 | 5356 | unknown |  |  |  | 40.1813 | -83.012 | 5160 | 40.1813 | -83.012 | 5160
243517 | 05CAP AV | PJM | 205 | 138 | 1252 | 5357 | unknown |  |  |  | 41.6834 | -86.1495 | 5277 | 41.6834 | -86.1495 | 5277
246389 | 05CAP AV | PJM | 205 | 34.5 | 1257 | 5357 | unknown |  |  |  | 41.6834 | -86.1495 | 5277 | 41.6834 | -86.1495 | 5277
243518 | 05GROVES | PJM | 205 | 138 | 1253 | 5358 | unknown |  |  |  | 39.8777 | -82.9072 | 5335 | 39.8777 | -82.9072 | 5335
246703 | 05GROVES 1 | PJM | 205 | 39.4 | 1258 | 5358 | unknown |  |  |  | 39.8777 | -82.9072 | 5335 | 39.8777 | -82.9072 | 5335
246704 | 05GROVES 2 | PJM | 205 | 39.4 | 1258 | 5358 | unknown |  |  |  | 39.8777 | -82.9072 | 5335 | 39.8777 | -82.9072 | 5335
246724 | 05GROVES2L | PJM | 205 | 13.8 | 1258 | 5358 | unknown |  |  |  | 39.8777 | -82.9072 | 5335 | 39.8777 | -82.9072 | 5335
246882 | 05GROVEQ3 | PJM | 205 | 999 | 1258 | 5358 | unknown |  |  |  | 39.8777 | -82.9072 | 5335 | 39.8777 | -82.9072 | 5335
246884 | 05GROVEQ2 | PJM | 205 | 999 | 1258 | 5358 | unknown |  |  |  | 39.8777 | -82.9072 | 5335 | 39.8777 | -82.9072 | 5335
243519 | 05HALLRD | PJM | 205 | 138 | 1253 | 5359 | unknown
246677 | 05HALL L | PJM | 205 | 13.8 | 1258 | 5359 | unknown
243522 | 05HARRISON | PJM | 205 | 138 | 1253 | 5360 | unknown | [8 empty] | 5470
244419 | 05HARRISON | PJM | 205 | 39.4 | 1258 | 5360 | unknown | [8 empty] | 5470
246706 | 05HARRISON | PJM | 205 | 69 | 1258 | 5360 | unknown | [8 empty] | 5470
247688 | 05HARRIS 1EQ | PJM | 205 | 999 | 1258 | 5360 | unknown | [8 empty] | 5470
247689 | 05HARRISON | PJM | 205 | 13.8 | 1258 | 5360 | unknown | [8 empty] | 5470
243523 | 05HCREAN | PJM | 205 | 138 | 1253 | 5361 | unknown |  |  |  | 40.0575 | -82.906 | 5370 | 40.0575 | -82.906 | 5370
246825 | 05HCREANL | PJM | 205 | 14.4 | 1258 | 5361 | unknown |  |  |  | 40.0575 | -82.906 | 5370 | 40.0575 | -82.906 | 5370
243524 | 05HESS NORTH | PJM | 205 | 138 | 1253 | 5362 | unknown
245853 | 05HESS SOUTH | PJM | 205 | 138 | 1253 | 5362 | unknown
246659 | 05HESS L | PJM | 205 | 13.8 | 1258 | 5362 | unknown
243529 | 05KENNY | PJM | 205 | 138 | 1253 | 5363 | unknown |  |  |  | 40.025 | -82.9948 | 5349 | 40.025 | -82.9948 | 5349
246591 | 05KENNY L | PJM | 205 | 13.8 | 1258 | 5363 | unknown |  |  |  | 40.025 | -82.9948 | 5349 | 40.025 | -82.9948 | 5349
243531 | 05KIMBRY | PJM | 205 | 138 | 1253 | 5364 | unknown
246781 | 05KIMBERL | PJM | 205 | 12 | 1258 | 5364 | unknown
243534 | 05LICK | PJM | 205 | 138 | 1253 | 5365 | unknown | [6 empty] | 39.0163 | -83.0043 | 5161
243610 | 05LICK | PJM | 205 | 69 | 1258 | 5365 | unknown | [6 empty] | 39.0163 | -83.0043 | 5161
246738 | 05JACKSON | PJM | 205 | 138 | 1253 | 5365 | unknown | [6 empty] | 39.0163 | -83.0043 | 5161
243535 | 05LINWRT | PJM | 205 | 138 | 1253 | 5366 | unknown
246594 | 05LINWTH L | PJM | 205 | 13.8 | 1258 | 5366 | unknown
243539 | 05MARION | PJM | 205 | 138 | 1253 | 5367 | unknown
246711 | 05MARION4L | PJM | 205 | 13.8 | 1258 | 5367 | unknown
246713 | 05MARN EQ5 | PJM | 205 | 999 | 1258 | 5367 | unknown
246714 | 05MARN EQ6 | PJM | 205 | 999 | 1258 | 5367 | unknown
243540 | 05MCCOMB | PJM | 205 | 138 | 1253 | 5368 | unknown |  |  |  | 39.8631 | -83.12 | 5334 | 39.8631 | -83.12 | 5334
246661 | 05MCCMBEQ1 | PJM | 205 | 999 | 1258 | 5368 | unknown |  |  |  | 39.8631 | -83.12 | 5334 | 39.8631 | -83.12 | 5334
246662 | 05MCCMBEQ2 | PJM | 205 | 999 | 1258 | 5368 | unknown |  |  |  | 39.8631 | -83.12 | 5334 | 39.8631 | -83.12 | 5334
246665 | 05MCCOMB_A | PJM | 205 | 39.4 | 1258 | 5368 | unknown |  |  |  | 39.8631 | -83.12 | 5334 | 39.8631 | -83.12 | 5334
247638 | 05MCCOMB_B | PJM | 205 | 39.4 | 1258 | 5368 | unknown |  |  |  | 39.8631 | -83.12 | 5334 | 39.8631 | -83.12 | 5334
243542 | 05MIFFIN | PJM | 205 | 138 | 1253 | 5369 | unknown
246617 | 05MIFFLN L | PJM | 205 | 13.8 | 1258 | 5369 | unknown
243547 | 05MORSE | PJM | 205 | 138 | 1253 | 5370 | known |  | 40.0575 | -82.906
246618 | 05MORSE L | PJM | 205 | 13.8 | 1258 | 5370 | known
243551 | 05OSU | PJM | 205 | 138 | 1253 | 5371 | unknown
246667 | 05OSU L | PJM | 205 | 13.8 | 1258 | 5371 | unknown
243552 | 05PICKR8 | PJM | 205 | 138 | 1253 | 5372 | unknown |  |  |  | 39.8777 | -82.9072 | 5335 | 39.8777 | -82.9072 | 5335
246881 | 05PICK RD8 | PJM | 205 | 69 | 1258 | 5372 | unknown |  |  |  | 39.8777 | -82.9072 | 5335 | 39.8777 | -82.9072 | 5335
243553 | 05POLARS | PJM | 205 | 138 | 1253 | 5373 | unknown |  |  |  | 40.1813 | -83.012 | 5160 | 40.1813 | -83.012 | 5160
246641 | 05POLARISL | PJM | 205 | 34.5 | 1258 | 5373 | unknown |  |  |  | 40.1813 | -83.012 | 5160 | 40.1813 | -83.012 | 5160
243562 | 05ROSS | PJM | 205 | 138 | 1253 | 5374 | known |  | 39.3409 | -82.9564
243615 | 05ROSS | PJM | 205 | 69 | 1258 | 5374 | known
243836 | 05ROSS T1T2 | PJM | 205 | 138 | 1253 | 5374 | known
247357 | 05ROSS_CAP | PJM | 205 | 138 | 1253 | 5374 | known
243566 | 05SAWMIL | PJM | 205 | 138 | 1253 | 5375 | unknown |  |  |  | 40.2114 | -83.0934 | 5338 | 40.2114 | -83.0934 | 5338
246601 | 05SAWMILL | PJM | 205 | 69 | 1258 | 5375 | unknown |  |  |  | 40.2114 | -83.0934 | 5338 | 40.2114 | -83.0934 | 5338
243571 | 05SEAMAN | PJM | 205 | 138 | 1253 | 5376 | unknown
243616 | 05SEAMAN | PJM | 205 | 69 | 1258 | 5376 | unknown
243575 | 05ST.CLR | PJM | 205 | 138 | 1253 | 5377 | unknown
246619 | 05ST.CLR L | PJM | 205 | 13.8 | 1258 | 5377 | unknown
247010 | 05ST.CLR_TSC | PJM | 205 | 138 | 1253 | 5377 | unknown
247716 | 05ST.CLR_MSC | PJM | 205 | 138 | 1253 | 5377 | unknown
247717 | 05ST.CLR_MSR | PJM | 205 | 138 | 1253 | 5377 | unknown
243579 | 05STROUD | PJM | 205 | 138 | 1253 | 5378 | unknown
243831 | 05STRDREQ1 | PJM | 205 | 999 | 1258 | 5378 | unknown
243832 | 05STROUDS | PJM | 205 | 69 | 1258 | 5378 | unknown
243835 | 05STRDREQ2 | PJM | 205 | 999 | 1258 | 5378 | unknown
246748 | 05STROUD L | PJM | 205 | 13.2 | 1258 | 5378 | unknown
243581 | 05TAYLOR | PJM | 205 | 138 | 1253 | 5379 | unknown | [6 empty] | 39.9912 | -82.6478 | 5339
246721 | 05TAYLOR L | PJM | 205 | 34.5 | 1258 | 5379 | unknown | [6 empty] | 39.9912 | -82.6478 | 5339
243582 | 05TRABUE | PJM | 205 | 138 | 1253 | 5380 | unknown
246687 | 05TRABUE | PJM | 205 | 69 | 1258 | 5380 | unknown
243584 | 05VINE | PJM | 205 | 138 | 1253 | 5381 | unknown
246579 | 05VINE L | PJM | 205 | 13.8 | 1258 | 5381 | unknown
243586 | 05WHITER | PJM | 205 | 138 | 1253 | 5382 | unknown |  |  |  | 39.8631 | -83.12 | 5334 | 39.8631 | -83.12 | 5334
246658 | 05WHITERDL | PJM | 205 | 13.8 | 1258 | 5382 | unknown |  |  |  | 39.8631 | -83.12 | 5334 | 39.8631 | -83.12 | 5334
243588 | 05WILSON | PJM | 205 | 138 | 1253 | 5383 | unknown |  |  |  | 39.8631 | -83.12 | 5334 | 39.8631 | -83.12 | 5334
246669 | 05WILSN 1L | PJM | 205 | 13.8 | 1258 | 5383 | unknown |  |  |  | 39.8631 | -83.12 | 5334 | 39.8631 | -83.12 | 5334
246670 | 05WILSNEQ1 | PJM | 205 | 999 | 1258 | 5383 | unknown |  |  |  | 39.8631 | -83.12 | 5334 | 39.8631 | -83.12 | 5334
246671 | 05WILSNEQ2 | PJM | 205 | 999 | 1258 | 5383 | unknown |  |  |  | 39.8631 | -83.12 | 5334 | 39.8631 | -83.12 | 5334
246672 | 05WILSNEQ3 | PJM | 205 | 999 | 1258 | 5383 | unknown |  |  |  | 39.8631 | -83.12 | 5334 | 39.8631 | -83.12 | 5334
246673 | 05WILSN3XL | PJM | 205 | 13.8 | 1258 | 5383 | unknown |  |  |  | 39.8631 | -83.12 | 5334 | 39.8631 | -83.12 | 5334
246674 | 05WILSN3YL | PJM | 205 | 13.8 | 1258 | 5383 | unknown |  |  |  | 39.8631 | -83.12 | 5334 | 39.8631 | -83.12 | 5334
246676 | 05WILSN 2L | PJM | 205 | 13.8 | 1258 | 5383 | unknown |  |  |  | 39.8631 | -83.12 | 5334 | 39.8631 | -83.12 | 5334
243606 | 05HIGHLA | PJM | 205 | 69 | 1258 | 5384 | unknown
246911 | 05HIGHLA | PJM | 205 | 138 | 1253 | 5384 | unknown
243618 | 05STUART | PJM | 205 | 69 | 1258 | 5385 | known
253076 | 09STUART | PJM | 209 | 138 | 1209 | 5385 | known
253077 | 09STUART | PJM | 209 | 345 | 1209 | 5385 | known |  | 38.6383 | -83.6938
243656 | 05BEAVC1EQ | PJM | 205 | 999 | 1259 | 5386 | unknown | [8 empty] | 5055
243657 | 05BEAVC2EQ | PJM | 205 | 999 | 1259 | 5386 | unknown | [8 empty] | 5055
243671 | 05BEAVER CR1 | PJM | 205 | 138 | 1254 | 5386 | unknown | [8 empty] | 5055
243708 | 05BEAVERCR | PJM | 205 | 69 | 1259 | 5386 | unknown | [8 empty] | 5055
243808 | 05BEAVERCR | PJM | 205 | 46 | 1259 | 5386 | unknown | [8 empty] | 5055
244688 | 05BEAVER CR2 | PJM | 205 | 138 | 1254 | 5386 | unknown | [8 empty] | 5055
243658 | 05BELFN2EQ | PJM | 205 | 999 | 1259 | 5387 | unknown |  |  |  | 38.4771 | -82.396 | 5163 | 38.4771 | -82.396 | 5163
243659 | 05BELFN5EQ | PJM | 205 | 999 | 1259 | 5387 | unknown |  |  |  | 38.4771 | -82.396 | 5163 | 38.4771 | -82.396 | 5163
243675 | 05BELLF1 | PJM | 205 | 138 | 1254 | 5387 | unknown |  |  |  | 38.4771 | -82.396 | 5163 | 38.4771 | -82.396 | 5163
243676 | 05BELLF2 | PJM | 205 | 138 | 1254 | 5387 | unknown |  |  |  | 38.4771 | -82.396 | 5163 | 38.4771 | -82.396 | 5163
243699 | 05OXYGEN | PJM | 205 | 138 | 1254 | 5387 | unknown |  |  |  | 38.4771 | -82.396 | 5163 | 38.4771 | -82.396 | 5163
243762 | 05BELLEFNT | PJM | 205 | 34.5 | 1259 | 5387 | unknown |  |  |  | 38.4771 | -82.396 | 5163 | 38.4771 | -82.396 | 5163
244660 | 05BELLEFNT | PJM | 205 | 69 | 1259 | 5387 | unknown |  |  |  | 38.4771 | -82.396 | 5163 | 38.4771 | -82.396 | 5163
243661 | 05CEDARCEQ | PJM | 205 | 999 | 1259 | 5388 | unknown
243680 | 05CEDARC | PJM | 205 | 138 | 1254 | 5388 | unknown
244593 | 05CEDARCRK | PJM | 205 | 46 | 1259 | 5388 | unknown
244594 | 05CEDARCRK | PJM | 205 | 69 | 1259 | 5388 | unknown
243662 | 05JOHNCREQ | PJM | 205 | 999 | 1259 | 5389 | unknown
243695 | 05JOHNSC | PJM | 205 | 138 | 1254 | 5389 | unknown
244606 | 05JOHNSCR | PJM | 205 | 69 | 1259 | 5389 | unknown
244607 | 05JOHNSCRK | PJM | 205 | 34.5 | 1259 | 5389 | unknown
243663 | 05THELMAEQ | PJM | 205 | 999 | 1259 | 5390 | unknown
243702 | 05THELMA | PJM | 205 | 138 | 1254 | 5390 | unknown
243750 | 05THELM1 | PJM | 205 | 69 | 1259 | 5390 | unknown
243811 | 05THELMA | PJM | 205 | 46 | 1259 | 5390 | unknown
246971 | 05THELM2 | PJM | 205 | 69 | 1259 | 5390 | unknown
243664 | 05HAZARD | PJM | 205 | 161 | 1254 | 5391 | unknown
243692 | 05HAZRD1 | PJM | 205 | 138 | 1254 | 5391 | unknown
243693 | 05HAZRD2 | PJM | 205 | 138 | 1254 | 5391 | unknown
243729 | 05HAZARD1- | PJM | 205 | 69 | 1259 | 5391 | unknown
243730 | 05HAZARD 2 | PJM | 205 | 69 | 1259 | 5391 | unknown
243665 | 05LESLIE | PJM | 205 | 161 | 1254 | 5392 | unknown
243738 | 05LESLIE | PJM | 205 | 69 | 1259 | 5392 | unknown
244647 | 05LESLIEX | PJM | 205 | 69 | 1259 | 5392 | unknown
243669 | 05B SAND | PJM | 205 | 138 | 1254 | 5393 | known |  | 38.1727 | -82.6178
243678 | 05BSANDX | PJM | 205 | 138 | 1254 | 5393 | known
243707 | 05B SANDY | PJM | 205 | 69 | 1259 | 5393 | known
243764 | 05BSG1 | PJM | 205 | 22 | 1299 | 5393 | known
243681 | 05CHADWICK1 | PJM | 205 | 138 | 1254 | 5394 | unknown |  |  |  | 38.3521 | -82.532 | 5073 | 38.3521 | -82.532 | 5073
243713 | 05CHADWICK | PJM | 205 | 69 | 1259 | 5394 | unknown |  |  |  | 38.3521 | -82.532 | 5073 | 38.3521 | -82.532 | 5073
246919 | 05CHADWICK2 | PJM | 205 | 138 | 1254 | 5394 | unknown |  |  |  | 38.3521 | -82.532 | 5073 | 38.3521 | -82.532 | 5073
243684 | 05DEWEY | PJM | 205 | 138 | 1254 | 5395 | unknown
243804 | 05DEWEY | PJM | 205 | 69 | 1259 | 5395 | unknown
243685 | 05DORTON | PJM | 205 | 138 | 1254 | 5396 | unknown
243809 | 05DORTON | PJM | 205 | 46 | 1259 | 5396 | unknown
247577 | 05DORTON 1EQ | PJM | 205 | 999 | 1259 | 5396 | unknown
247578 | 05DORTON | PJM | 205 | 69 | 1259 | 5396 | unknown
243687 | 05FLEMIN | PJM | 205 | 138 | 1254 | 5397 | unknown
243722 | 05FLEMING | PJM | 205 | 69 | 1259 | 5397 | unknown
243690 | 05HATFLD | PJM | 205 | 138 | 1254 | 5398 | unknown | [6 empty] | 38.1727 | -82.6178 | 5393
243807 | 05HATFLDEQ | PJM | 205 | 999 | 1259 | 5398 | unknown | [6 empty] | 38.1727 | -82.6178 | 5393
244582 | 05HATFLD | PJM | 205 | 69 | 1259 | 5398 | unknown | [6 empty] | 38.1727 | -82.6178 | 5393
244583 | 05HATFLD | PJM | 205 | 46 | 1259 | 5398 | unknown | [6 empty] | 38.1727 | -82.6178 | 5393
243694 | 05INEZ | PJM | 205 | 138 | 1254 | 5399 | unknown |  |  |  | 38.1727 | -82.6178 | 5393 | 38.1727 | -82.6178 | 5393
243806 | 05INEZ | PJM | 205 | 69 | 1259 | 5399 | unknown |  |  |  | 38.1727 | -82.6178 | 5393 | 38.1727 | -82.6178 | 5393
243710 | 05BONNYMAN | PJM | 205 | 69 | 1259 | 5400 | unknown
246918 | 05BONNYM | PJM | 205 | 138 | 1254 | 5400 | unknown
243721 | 05FALCON | PJM | 205 | 69 | 1259 | 5401 | unknown
243755 | 05FALCON | PJM | 205 | 46 | 1259 | 5401 | unknown
341461 | 2FALCON EK | PJM | 320 | 69 | 1315 | 5401 | unknown
243743 | 05PRINCESS | PJM | 205 | 69 | 1259 | 5402 | unknown
246915 | 05PRINCESS | PJM | 205 | 138 | 1254 | 5402 | unknown
243774 | 05ORMET | PJM | 205 | 138 | 1251 | 5403 | known |  | 39.702 | -80.838
270122 | AB2-093 CT | PJM | 205 | 24 | 1200 | 5403 | known
243793 | 05HEADWTR CS | PJM | 205 | 345 | 1297 | 5404 | known |  | 40.1001 | -85.1651
243794 | 05HEADWTR1 | PJM | 205 | 34.5 | 1297 | 5404 | known
243795 | 05HDWTR1G C | PJM | 205 | 0.69 | 1297 | 5404 | known
242638 | 05FIELDALE1 | PJM | 205 | 138 | 1250 | 5405 | unknown
243799 | 05FIELDALE2 | PJM | 205 | 138 | 1250 | 5405 | unknown
243963 | 05FIELD EQ | PJM | 205 | 999 | 1255 | 5405 | unknown
243964 | 05FIELDALE | PJM | 205 | 34.5 | 1255 | 5405 | unknown
243965 | 05FIELDALE | PJM | 205 | 69 | 1255 | 5405 | unknown
244390 | 05FIELDALE3 | PJM | 205 | 138 | 1250 | 5405 | unknown
244904 | 05FIELDALE4 | PJM | 205 | 138 | 1250 | 5405 | unknown
247553 | 05FIELDAL_C1 | PJM | 205 | 13.8 | 1250 | 5405 | unknown
247554 | 05FIELDAL_C2 | PJM | 205 | 13.8 | 1250 | 5405 | unknown
243833 | 05OHIO UNIV | PJM | 205 | 69 | 1258 | 5406 | unknown
246776 | 05OU-L | PJM | 205 | 12 | 1258 | 5406 | unknown
243855 | 05JUG ST | PJM | 205 | 345 | 1253 | 5407 | known |  | 40.1221 | -82.8363
243856 | 05JUG ST 1-6 | PJM | 205 | 138 | 1253 | 5407 | known
246383 | 05FOXGLOVE | PJM | 205 | 138 | 1253 | 5407 | known
246385 | 05JUGST 7-11 | PJM | 205 | 138 | 1253 | 5407 | known
246647 | 05JUG ST T1 | PJM | 205 | 138 | 1253 | 5407 | known
247065 | 05JUG ST T2 | PJM | 205 | 138 | 1253 | 5407 | known
247805 | 05SMITHMILL8 | PJM | 205 | 138 | 1253 | 5407 | known
243859 | 05FR-11G C | PJM | 205 | 0.6 | 1297 | 5408 | known
243860 | 05FRCS12 | PJM | 205 | 34.5 | 1297 | 5408 | known
243862 | 05FR-12G C | PJM | 205 | 0.6 | 1297 | 5408 | known
246755 | 05FRCS-1 | PJM | 205 | 345 | 1297 | 5408 | known |  | 40.5836 | -87.361
246757 | 05FRCS11 | PJM | 205 | 34.5 | 1297 | 5408 | known
243864 | 05FR-21G C | PJM | 205 | 0.6 | 1297 | 5409 | known
243865 | 05FRCS22 | PJM | 205 | 34.5 | 1297 | 5409 | known
243866 | 05FR-22G C | PJM | 205 | 0.69 | 1297 | 5409 | known
246756 | 05FRCS-2 | PJM | 205 | 345 | 1297 | 5409 | known |  | 40.583 | -87.3154
246758 | 05FRCS21 | PJM | 205 | 34.5 | 1297 | 5409 | known
243868 | 05FRCS-3 | PJM | 205 | 345 | 1297 | 5410 | known
243869 | 05FRCS-3 | PJM | 205 | 34.5 | 1297 | 5410 | known |  | 40.4943 | -87.0498
243870 | 05FR-3G C | PJM | 205 | 0.69 | 1297 | 5410 | known
243871 | 05FRCS-4 | PJM | 205 | 345 | 1297 | 5411 | unknown
243872 | 05FRCS-4 | PJM | 205 | 34.5 | 1297 | 5411 | unknown
243873 | 05FR-4G C | PJM | 205 | 0.69 | 1297 | 5411 | unknown
243878 | 05MEADOW | PJM | 205 | 345 | 1252 | 5412 | known |  | 40.6529 | -86.9338
243879 | 05MLCS-1 | PJM | 205 | 34.5 | 1252 | 5412 | known |  | 40.6529 | -86.9338
246909 | 05MDL-1G C | PJM | 205 | 0.6 | 1252 | 5412 | known
246974 | 05MLCS-1 | PJM | 205 | 345 | 1252 | 5412 | known |  | 40.6529 | -86.9338
243887 | 05MLCS23 | PJM | 205 | 34.5 | 1252 | 5413 | known
246910 | 05MDL-2G C | PJM | 205 | 12 | 1252 | 5413 | known
246975 | 05MLCS23 | PJM | 205 | 345 | 1252 | 5413 | known |  | 40.706 | -86.9959
246976 | 05MDL-3G C | PJM | 205 | 0.69 | 1252 | 5413 | known
243915 | 05BERRYWOOD | PJM | 205 | 138 | 1253 | 5414 | unknown
243916 | 05BERRYWOOD | PJM | 205 | 69 | 1258 | 5414 | unknown
243947 | 05RIPLEY | PJM | 205 | 138 | 1250 | 5415 | unknown
244763 | 05RIPLEY | PJM | 205 | 69 | 1255 | 5415 | unknown
247572 | 05RIPLEY 3EQ | PJM | 205 | 999 | 1255 | 5415 | unknown
247573 | 05RIPLEY | PJM | 205 | 13.09 | 1255 | 5415 | unknown
243990 | 05ROCKSPRI | PJM | 205 | 69 | 1255 | 5416 | unknown | [6 empty] | 36.4833 | -79.0731 | 6404
246972 | 05ROCKSP | PJM | 205 | 138 | 1250 | 5416 | unknown | [6 empty] | 36.4833 | -79.0731 | 6404
244011 | 05PINNACLE | PJM | 205 | 69 | 1255 | 5417 | unknown
244012 | 05PINNACLE | PJM | 205 | 4 | 1255 | 5417 | unknown
244022 | 05COLE | PJM | 205 | 345 | 1253 | 5418 | known |  | 39.9614 | -83.1806
244023 | 05COLE | PJM | 205 | 138 | 1253 | 5418 | known
244772 | 05COLE | PJM | 205 | 69 | 1258 | 5418 | known
244029 | 05CAMPBELA | PJM | 205 | 34.5 | 1255 | 5419 | unknown | [6 empty] | 37.3756 | -79.8933 | 5064
244030 | 05CAMPBEL1 | PJM | 205 | 69 | 1255 | 5419 | unknown | [6 empty] | 37.3756 | -79.8933 | 5064
244100 | 05CAMPBEL2 | PJM | 205 | 69 | 1255 | 5419 | unknown | [6 empty] | 37.3756 | -79.8933 | 5064
244070 | 05JUNE ROAD | PJM | 205 | 138 | 1251 | 5420 | unknown | [6 empty] | 40.7734 | -81.3292 | 5166
244071 | 05JUNE ROAD | PJM | 205 | 69 | 1256 | 5420 | unknown | [6 empty] | 40.7734 | -81.3292 | 5166
245154 | 05MOHAWK SS | PJM | 205 | 69 | 1256 | 5420 | unknown | [6 empty] | 40.7734 | -81.3292 | 5166
244076 | 05ALMENA | PJM | 205 | 138 | 1252 | 5421 | unknown
246502 | 05ALMENA | PJM | 205 | 69 | 1257 | 5421 | unknown
244092 | 05MT.UNION | PJM | 205 | 69 | 1255 | 5422 | unknown |  |  |  | 37.3756 | -79.8933 | 5064 | 37.3756 | -79.8933 | 5064
244093 | 05MT.UNION | PJM | 205 | 34.5 | 1255 | 5422 | unknown |  |  |  | 37.3756 | -79.8933 | 5064 | 37.3756 | -79.8933 | 5064
244746 | 05MT.UNION | PJM | 205 | 138 | 1250 | 5422 | unknown |  |  |  | 37.3756 | -79.8933 | 5064 | 37.3756 | -79.8933 | 5064
244130 | 05ST.JOE CTR | PJM | 205 | 345 | 1297 | 5423 | known |  | 41.6949 | -86.4784
270100 | X2-052 CT1 | PJM | 205 | 18 | 1250 | 5423 | known
270101 | X2-052 CT2 | PJM | 205 | 18 | 1250 | 5423 | known
270102 | X2-052 ST | PJM | 205 | 18 | 1250 | 5423 | known
244131 | 05N.CLAYTOR | PJM | 205 | 69 | 1255 | 5424 | unknown
244132 | 05N.CLAYTREQ | PJM | 205 | 999 | 1255 | 5424 | unknown
244138 | 05N.CLAYTO | PJM | 205 | 34.5 | 1255 | 5424 | unknown
247868 | 05N.CLAYTOR | PJM | 205 | 138 | 1250 | 5424 | unknown
242679 | 05INGSTR | PJM | 205 | 138 | 1250 | 5425 | unknown
244133 | 05INGLES | PJM | 205 | 69 | 1255 | 5425 | unknown
244145 | 05RADFORD | PJM | 205 | 34.5 | 1255 | 5425 | unknown
244154 | 05INGLSTRL | PJM | 205 | 34.5 | 1255 | 5425 | unknown
244156 | 05INGLSTSS | PJM | 205 | 34.5 | 1255 | 5425 | unknown
244160 | 05BYLLESBY | PJM | 205 | 13 | 1255 | 5426 | unknown
244162 | 05BYLLESBY | PJM | 205 | 69 | 1255 | 5426 | unknown
242646 | 05FT.ROB SS | PJM | 205 | 138 | 1250 | 5427 | unknown |  |  |  | 36.5929 | -82.6933 | 5069 | 36.5929 | -82.6933 | 5069
244188 | 05FT.ROBINSN | PJM | 205 | 34.5 | 1255 | 5427 | unknown |  |  |  | 36.5929 | -82.6933 | 5069 | 36.5929 | -82.6933 | 5069
244189 | 05FT.ROBINSN | PJM | 205 | 69 | 1255 | 5427 | unknown |  |  |  | 36.5929 | -82.6933 | 5069 | 36.5929 | -82.6933 | 5069
244190 | 05FT.ROBEQ | PJM | 205 | 999 | 1255 | 5427 | unknown |  |  |  | 36.5929 | -82.6933 | 5069 | 36.5929 | -82.6933 | 5069
245802 | 05FT.ROBINSN | PJM | 205 | 138 | 1250 | 5427 | unknown |  |  |  | 36.5929 | -82.6933 | 5069 | 36.5929 | -82.6933 | 5069
244252 | 05TULIP ROAD | PJM | 205 | 34.5 | 1257 | 5428 | unknown | [6 empty] | 41.7065 | -86.4837 | 5274
247600 | 05TULIP ROAD | PJM | 205 | 69 | 1257 | 5428 | unknown | [6 empty] | 41.7065 | -86.4837 | 5274
244270 | 05BEARWALW | PJM | 205 | 69 | 1255 | 5429 | unknown
247160 | 05BEARWA | PJM | 205 | 138 | 1250 | 5429 | unknown
244285 | 05GRUNDY | PJM | 205 | 34.5 | 1255 | 5430 | unknown
244286 | 05GRUNDY | PJM | 205 | 69 | 1255 | 5430 | unknown
242801 | 05SKEGGS BRZ | PJM | 205 | 138 | 1250 | 5431 | unknown
244308 | 05SKEGGSBR | PJM | 205 | 69 | 1255 | 5431 | unknown
246828 | 05SKEGGS BR | PJM | 205 | 138 | 1250 | 5431 | unknown
244510 | 05BLOSSOM TR | PJM | 205 | 138 | 1252 | 5432 | unknown |  |  |  | 41.9843 | -86.3217 | 5271 | 41.9843 | -86.3217 | 5271
247100 | 05BLOSSMTREQ | PJM | 205 | 999 | 1257 | 5432 | unknown |  |  |  | 41.9843 | -86.3217 | 5271 | 41.9843 | -86.3217 | 5271
247110 | 05BLOSSOM TR | PJM | 205 | 69 | 1257 | 5432 | unknown |  |  |  | 41.9843 | -86.3217 | 5271 | 41.9843 | -86.3217 | 5271
244540 | 05RHODES | PJM | 205 | 138 | 1253 | 5433 | unknown
244547 | 05RHODES | PJM | 205 | 69 | 1258 | 5433 | unknown
244566 | 05LA RUE | PJM | 205 | 138 | 1251 | 5434 | unknown
244567 | 05LA RUE | PJM | 205 | 34.5 | 1256 | 5434 | unknown
244576 | 05STONE | PJM | 205 | 46 | 1259 | 5435 | unknown
244577 | 05STONE | PJM | 205 | 69 | 1259 | 5435 | unknown
246316 | 05STONE | PJM | 205 | 138 | 1254 | 5435 | unknown
247538 | 05STONEEQ | PJM | 205 | 999 | 1259 | 5435 | unknown
244811 | 05BOONE | PJM | 205 | 46 | 1255 | 5436 | unknown
247738 | 05BOONE | PJM | 205 | 138 | 1250 | 5436 | unknown
242574 | 05CABIN CRK1 | PJM | 205 | 138 | 1250 | 5437 | unknown |  |  |  | 38.2078 | -81.419 | 5070 | 38.2078 | -81.419 | 5070
244847 | 05CABNCRK2 | PJM | 205 | 46 | 1255 | 5437 | unknown |  |  |  | 38.2078 | -81.419 | 5070 | 38.2078 | -81.419 | 5070
244848 | 05CABNCRK1 | PJM | 205 | 46 | 1255 | 5437 | unknown |  |  |  | 38.2078 | -81.419 | 5070 | 38.2078 | -81.419 | 5070
246407 | 05CABIN CRK2 | PJM | 205 | 138 | 1250 | 5437 | unknown |  |  |  | 38.2078 | -81.419 | 5070 | 38.2078 | -81.419 | 5070
246409 | 05CABIN C T8 | PJM | 205 | 138 | 1250 | 5437 | unknown |  |  |  | 38.2078 | -81.419 | 5070 | 38.2078 | -81.419 | 5070
246421 | 05CABNC8_XFL | PJM | 205 | 138 | 1250 | 5437 | unknown |  |  |  | 38.2078 | -81.419 | 5070 | 38.2078 | -81.419 | 5070
246423 | 05CABNC9_XFL | PJM | 205 | 138 | 1250 | 5437 | unknown |  |  |  | 38.2078 | -81.419 | 5070 | 38.2078 | -81.419 | 5070
244869 | 05BOSSERMAN | PJM | 205 | 69 | 1252 | 5438 | known
247489 | 05BOSSERMAN | PJM | 205 | 138 | 1252 | 5438 | known |  | 41.7192 | -86.7568
244961 | 05PLEASANT | PJM | 205 | 34.5 | 1256 | 5439 | unknown | [6 empty] | 38.4771 | -82.396 | 5163
244962 | 05PLEASANT | PJM | 205 | 69 | 1256 | 5439 | unknown | [6 empty] | 38.4771 | -82.396 | 5163
244992 | 05GLENCOE | PJM | 205 | 69 | 1256 | 5440 | unknown |  |  |  | 40.0219 | -80.8067 | 5175 | 40.0219 | -80.8067 | 5175
247756 | 05GLENCOE | PJM | 205 | 138 | 1251 | 5440 | unknown |  |  |  | 40.0219 | -80.8067 | 5175 | 40.0219 | -80.8067 | 5175
245228 | 05GREER | PJM | 205 | 34.5 | 1256 | 5441 | unknown
245229 | 05GREER | PJM | 205 | 69 | 1256 | 5441 | unknown
245336 | 05N COSHCT | PJM | 205 | 34.5 | 1256 | 5442 | unknown | [6 empty] | 40.0972 | -82.0185 | 5171
245337 | 05N COSHCT | PJM | 205 | 69 | 1256 | 5442 | unknown | [6 empty] | 40.0972 | -82.0185 | 5171
245347 | 05STONE CONT | PJM | 205 | 69 | 1256 | 5442 | unknown | [6 empty] | 40.0972 | -82.0185 | 5171
245376 | 05SCRKTERM | PJM | 205 | 69 | 1256 | 5443 | unknown
245381 | 05SUGAR CK | PJM | 205 | 34.5 | 1256 | 5443 | unknown
245454 | 05E CAMBRD | PJM | 205 | 34.5 | 1256 | 5444 | unknown
245455 | 05E CAMBRD | PJM | 205 | 69 | 1256 | 5444 | unknown
245465 | 05EDGETECH | PJM | 205 | 34.5 | 1256 | 5444 | unknown
245469 | 05S CAMBRD | PJM | 205 | 34.5 | 1256 | 5445 | unknown
245470 | 05S CAMBRD | PJM | 205 | 69 | 1256 | 5445 | unknown
245486 | 05S CAMBD2 | PJM | 205 | 34.5 | 1256 | 5445 | unknown
243789 | 05FACEBOOK | PJM | 205 | 138 | 1253 | 5446 | known
244745 | 05BABBIT 1-2 | PJM | 205 | 138 | 1253 | 5446 | known
245491 | 05BABBIT 3-4 | PJM | 205 | 138 | 1253 | 5446 | known
245492 | 05BABBIT5-6 | PJM | 205 | 138 | 1253 | 5446 | known
246312 | 05BABBITT | PJM | 205 | 345 | 1253 | 5446 | known |  | 40.0786 | -82.7731
247571 | 05BABIT_SKID | PJM | 205 | 138 | 1253 | 5446 | known
245692 | 05DUNKIRK | PJM | 205 | 69 | 1256 | 5447 | unknown
245719 | 05DUNKIRKH | PJM | 205 | 34.5 | 1256 | 5447 | unknown
245700 | 05HARPSTER | PJM | 205 | 34.5 | 1256 | 5448 | unknown
245701 | 05HARPSTER | PJM | 205 | 69 | 1256 | 5448 | unknown
243320 | 05KANKAKEE2 | PJM | 205 | 138 | 1252 | 5449 | unknown | [6 empty] | 41.6065 | -86.3066 | 5270
245857 | 05KANKAKEE1 | PJM | 205 | 138 | 1252 | 5449 | unknown | [6 empty] | 41.6065 | -86.3066 | 5270
246329 | 05KANKAKEE | PJM | 205 | 34.5 | 1257 | 5449 | unknown | [6 empty] | 41.6065 | -86.3066 | 5270
245881 | 05KALIDA | PJM | 205 | 34.5 | 1256 | 5450 | unknown
245882 | 05KALIDA | PJM | 205 | 69 | 1256 | 5450 | unknown
245911 | 05W VAN WR | PJM | 205 | 34.5 | 1256 | 5451 | unknown
245912 | 05W VAN WR | PJM | 205 | 69 | 1256 | 5451 | unknown
245931 | 05FISH CRK | PJM | 205 | 34.5 | 1256 | 5452 | unknown
245932 | 05FISH CRK | PJM | 205 | 69 | 1256 | 5452 | unknown
243498 | 05DLAWAR2 | PJM | 205 | 138 | 1253 | 5453 | unknown |  |  |  | 40.2311 | -82.8466 | 5468 | 40.2311 | -82.8466 | 5468
245952 | 05DLAWAR1 | PJM | 205 | 138 | 1253 | 5453 | unknown |  |  |  | 40.2311 | -82.8466 | 5468 | 40.2311 | -82.8466 | 5468
245962 | 05DLAWAR3 | PJM | 205 | 138 | 1253 | 5453 | unknown |  |  |  | 40.2311 | -82.8466 | 5468 | 40.2311 | -82.8466 | 5468
246589 | 05DELAWARE | PJM | 205 | 69 | 1258 | 5453 | unknown |  |  |  | 40.2311 | -82.8466 | 5468 | 40.2311 | -82.8466 | 5468
245977 | 05GRISTMILL | PJM | 205 | 345 | 1251 | 5454 | known |  | 40.6589 | -84.2375
245983 | 05GRISTMILL | PJM | 205 | 138 | 1251 | 5454 | known
242737 | 05OPOSSUMCK | PJM | 205 | 138 | 1250 | 5455 | known |  | 37.3727 | -79.1077
246186 | 05OPOSUMC_C1 | PJM | 205 | 13.8 | 1250 | 5455 | known
246193 | 05OPOSUMC_C2 | PJM | 205 | 13.8 | 1250 | 5455 | known
246414 | 05OPOSUMC_CA | PJM | 205 | 138 | 1250 | 5455 | known |  | 37.3727 | -79.1077
247765 | 05OPOSUMC_CB | PJM | 205 | 138 | 1250 | 5455 | known |  | 37.3727 | -79.1077
246299 | 05STRAWTON | PJM | 205 | 69 | 1257 | 5456 | known
246718 | 05STRAWTONEQ | PJM | 205 | 999 | 1257 | 5456 | known
246988 | 05STRWTN | PJM | 205 | 138 | 1252 | 5456 | known |  | 40.3206 | -85.7769
247118 | 05STRAWTON | PJM | 205 | 34.5 | 1257 | 5456 | known
243525 | 05HUNTLEY1 | PJM | 205 | 138 | 1253 | 5457 | unknown
246370 | 05HUNTLEY2 | PJM | 205 | 138 | 1253 | 5457 | unknown
246635 | 05HUNTLEY | PJM | 205 | 69 | 1258 | 5457 | unknown
246415 | 05KLINE | PJM | 205 | 34.5 | 1257 | 5458 | known
247609 | 05KLINE 2EQ | PJM | 205 | 999 | 1257 | 5458 | known
247610 | 05KLINE | PJM | 205 | 69 | 1257 | 5458 | known
247780 | 05KLINE | PJM | 205 | 138 | 1252 | 5458 | known |  | 41.6591 | -86.1309
246431 | 05BUCHANAN | PJM | 205 | 34.5 | 1257 | 5459 | unknown
246432 | 05BUCHANAN | PJM | 205 | 69 | 1257 | 5459 | unknown
246463 | 05LAKE ST | PJM | 205 | 34.5 | 1257 | 5460 | unknown |  |  |  | 41.9843 | -86.3217 | 5271 | 41.9843 | -86.3217 | 5271
246464 | 05LAKE ST | PJM | 205 | 69 | 1257 | 5460 | unknown |  |  |  | 41.9843 | -86.3217 | 5271 | 41.9843 | -86.3217 | 5271
247436 | 05NATNAL STD | PJM | 205 | 69 | 1257 | 5460 | unknown |  |  |  | 41.9843 | -86.3217 | 5271 | 41.9843 | -86.3217 | 5271
246476 | 05NILES | PJM | 205 | 34.5 | 1257 | 5461 | unknown | [6 empty] | 41.9843 | -86.3217 | 5271
246477 | 05NILES | PJM | 205 | 69 | 1257 | 5461 | unknown | [6 empty] | 41.9843 | -86.3217 | 5271
246588 | 05HILLIARD | PJM | 205 | 69 | 1258 | 5462 | unknown
246605 | 05HILLIARD | PJM | 205 | 13.8 | 1258 | 5462 | unknown
246590 | 05PARKSTAT | PJM | 205 | 69 | 1258 | 5463 | unknown | [6 empty] | 40.2311 | -82.8466 | 5468
246595 | 05PARKSTAT | PJM | 205 | 13.8 | 1258 | 5463 | unknown | [6 empty] | 40.2311 | -82.8466 | 5468
245821 | 05LINCOL ST2 | PJM | 205 | 69 | 1258 | 5464 | unknown
246592 | 05LINCOL ST1 | PJM | 205 | 69 | 1258 | 5464 | unknown
246600 | 05LINCOLNS | PJM | 205 | 13.8 | 1258 | 5464 | unknown
246657 | 05GALLOWAY | PJM | 205 | 69 | 1258 | 5465 | unknown |  |  |  | 39.8631 | -83.12 | 5334 | 39.8631 | -83.12 | 5334
246689 | 05GALLOWY | PJM | 205 | 13.8 | 1258 | 5465 | unknown |  |  |  | 39.8631 | -83.12 | 5334 | 39.8631 | -83.12 | 5334
246701 | 05ETNA | PJM | 205 | 39.4 | 1258 | 5466 | unknown | [6 empty] | 39.8777 | -82.9072 | 5335
246728 | 05ETNA | PJM | 205 | 13.8 | 1258 | 5466 | unknown | [6 empty] | 39.8777 | -82.9072 | 5335
246707 | 05LIVNGSTN | PJM | 205 | 39.4 | 1258 | 5467 | unknown | [6 empty] | 39.8777 | -82.9072 | 5335
246725 | 05LIVNGSTN | PJM | 205 | 13.8 | 1258 | 5467 | unknown | [6 empty] | 39.8777 | -82.9072 | 5335
246751 | 05VASSEL | PJM | 205 | 765 | 1251 | 5468 | known |  | 40.2311 | -82.8466
246752 | 05VASSEL | PJM | 205 | 345 | 1253 | 5468 | known |  | 40.2311 | -82.8466
246753 | 05VASSEL | PJM | 205 | 138 | 1253 | 5468 | known
247728 | 05VASSEL_XFL | PJM | 205 | 345 | 1253 | 5468 | known
246770 | 05DRESDN | PJM | 205 | 138 | 1296 | 5469 | known |  | 40.1224 | -82.0095
247234 | 05DREG1A | PJM | 205 | 18 | 1296 | 5469 | known
247235 | 05DREG1B | PJM | 205 | 18 | 1296 | 5469 | known
247236 | 05DREG1S | PJM | 205 | 18 | 1296 | 5469 | known
246705 | 05MILL8 | PJM | 205 | 69 | 1258 | 5470 | known
246888 | 05BIERSR | PJM | 205 | 345 | 1253 | 5470 | known |  | 39.3976 | -83.0996
246889 | 05BIERSR | PJM | 205 | 138 | 1253 | 5470 | known
246893 | 05BIERSRUN | PJM | 205 | 69 | 1258 | 5470 | known
247356 | 05BIERSR_CAP | PJM | 205 | 138 | 1253 | 5470 | known
246894 | 05VACITY | PJM | 205 | 138 | 1295 | 5471 | known |  | 36.9334 | -82.2002
246895 | 05VACITY | PJM | 205 | 23 | 1295 | 5471 | known |  | 36.9334 | -82.2002
246929 | 05MADDOX | PJM | 205 | 345 | 1251 | 5472 | known |  | 40.9293 | -84.5607
246930 | 05BLUECK | PJM | 205 | 345 | 1296 | 5472 | known
246931 | 05BLUECK | PJM | 205 | 115 | 1296 | 5472 | known
246932 | 05BLCKCS | PJM | 205 | 115 | 1296 | 5473 | unknown |  |  |  | 40.9293 | -84.5607 | 5472 | 40.9293 | -84.5607 | 5472
246933 | 05BLCK-1 | PJM | 205 | 34.5 | 1296 | 5473 | unknown |  |  |  | 40.9293 | -84.5607 | 5472 | 40.9293 | -84.5607 | 5472
246934 | 05BLCK-2 | PJM | 205 | 34.5 | 1296 | 5473 | unknown |  |  |  | 40.9293 | -84.5607 | 5472 | 40.9293 | -84.5607 | 5472
246935 | 05BLCK-3 | PJM | 205 | 34.5 | 1296 | 5473 | unknown |  |  |  | 40.9293 | -84.5607 | 5472 | 40.9293 | -84.5607 | 5472
246936 | 05BLCK-1 C | PJM | 205 | 0.69 | 1296 | 5473 | unknown |  |  |  | 40.9293 | -84.5607 | 5472 | 40.9293 | -84.5607 | 5472
246937 | 05BLCK-2 C | PJM | 205 | 0.69 | 1296 | 5473 | unknown |  |  |  | 40.9293 | -84.5607 | 5472 | 40.9293 | -84.5607 | 5472
246938 | 05BLCK-3 C | PJM | 205 | 0.69 | 1296 | 5473 | unknown |  |  |  | 40.9293 | -84.5607 | 5472 | 40.9293 | -84.5607 | 5472
246950 | 05TIMBSS | PJM | 205 | 138 | 1251 | 5474 | known |  | 41.019 | -84.6918
246951 | 05TIMBCS | PJM | 205 | 138 | 1296 | 5474 | known
246952 | 05TIMBCS | PJM | 205 | 34.5 | 1296 | 5474 | known
246953 | 05TIMB G C | PJM | 205 | 0.69 | 1296 | 5474 | known
246963 | 05WESLSS | PJM | 205 | 138 | 1252 | 5475 | known |  | 39.341 | -84.8434
246964 | 05WESLMP | PJM | 205 | 138 | 1252 | 5475 | known
246965 | 05WESLMPEQ | PJM | 205 | 999 | 1257 | 5475 | known
246967 | 05WESLEYMP | PJM | 205 | 69 | 1257 | 5475 | known
246977 | 05MLCS45 | PJM | 205 | 345 | 1252 | 5476 | unknown |  |  |  | 40.6529 | -86.9338 | 5412 | 40.6529 | -86.9338 | 5412
246978 | 05MLCS45 | PJM | 205 | 34.5 | 1252 | 5476 | unknown |  |  |  | 40.6529 | -86.9338 | 5412 | 40.6529 | -86.9338 | 5412
246979 | 05MDL-4G C | PJM | 205 | 0.6 | 1252 | 5476 | unknown |  |  |  | 40.6529 | -86.9338 | 5412 | 40.6529 | -86.9338 | 5412
247556 | 05MDL-5G | PJM | 205 | 0.69 | 1252 | 5476 | unknown |  |  |  | 40.6529 | -86.9338 | 5412 | 40.6529 | -86.9338 | 5412
246989 | 05WLD CS | PJM | 205 | 138 | 1297 | 5477 | known |  | 40.3545 | -85.8778
246990 | 05WLDCS1 | PJM | 205 | 34.5 | 1297 | 5477 | known
246991 | 05WLD G1 C | PJM | 205 | 0.69 | 1297 | 5477 | known
247254 | 05WLDCS2 | PJM | 205 | 34.5 | 1297 | 5477 | known
247255 | 05WLD G2 C | PJM | 205 | 0.69 | 1297 | 5477 | known
246996 | 05PLETCH | PJM | 205 | 138 | 1252 | 5478 | unknown |  |  |  | 41.7232 | -86.5068 | 5314 | 41.7232 | -86.5068 | 5314
246997 | 05PLETCHER | PJM | 205 | 69 | 1257 | 5478 | unknown |  |  |  | 41.7232 | -86.5068 | 5314 | 41.7232 | -86.5068 | 5314
243784 | 05S.BTLR | PJM | 205 | 345 | 1252 | 5479 | known
243786 | 05WILMINGTON | PJM | 205 | 138 | 1252 | 5479 | known
247105 | 05VARNER | PJM | 205 | 345 | 1252 | 5479 | known |  | 41.3684 | -84.9742
247106 | 05VARNER | PJM | 205 | 138 | 1252 | 5479 | known
247107 | 05VARNER_CAP | PJM | 205 | 138 | 1252 | 5479 | known
245533 | 05HOLLOWAY34 | PJM | 205 | 138 | 1251 | 5480 | known
245539 | 05HOLLOWAY56 | PJM | 205 | 138 | 1251 | 5480 | known
247130 | 05HOLLOW | PJM | 205 | 345 | 1251 | 5480 | known |  | 39.9653 | -80.8069
247131 | 05HOLLOWAY12 | PJM | 205 | 138 | 1251 | 5480 | known
247849 | 05HOLLOW_XFL | PJM | 205 | 138 | 1251 | 5480 | known
247150 | 05FARADAY | PJM | 205 | 138 | 1250 | 5481 | unknown
247161 | 05FARADAY | PJM | 205 | 34.5 | 1255 | 5481 | unknown
247163 | 05BOXER | PJM | 205 | 69 | 1257 | 5482 | unknown | [6 empty] | 41.9843 | -86.3217 | 5271
247164 | 05BOXER | PJM | 205 | 34.5 | 1257 | 5482 | unknown | [6 empty] | 41.9843 | -86.3217 | 5271
247172 | 05EBERSO | PJM | 205 | 138 | 1251 | 5483 | unknown |  |  |  | 41.1395 | -83.4611 | 5169 | 41.1395 | -83.4611 | 5169
247211 | 05EBERSOLE | PJM | 205 | 34.5 | 1256 | 5483 | unknown |  |  |  | 41.1395 | -83.4611 | 5169 | 41.1395 | -83.4611 | 5169
247224 | 05FTHLG1 | PJM | 205 | 18 | 1299 | 5484 | known
247225 | 05FTHLG2 | PJM | 205 | 18 | 1299 | 5484 | known
247226 | 05FOOTHL | PJM | 205 | 345 | 1299 | 5484 | known |  | 38.08 | -82.5495
247229 | 05RIVRSD GEN | PJM | 205 | 345 | 1299 | 5485 | known |  | 38.1931 | -82.6015
247230 | 05RIVRG1 | PJM | 205 | 18 | 1299 | 5485 | known
247231 | 05RIVRG2 | PJM | 205 | 18 | 1299 | 5485 | known
247232 | 05RIVRG3 | PJM | 205 | 18 | 1299 | 5485 | known
247333 | 05PAX BRANCH | PJM | 205 | 138 | 1250 | 5486 | unknown |  |  |  | 38.2078 | -81.419 | 5070 | 38.2078 | -81.419 | 5070
247334 | 05PAX BRANCH | PJM | 205 | 46 | 1255 | 5486 | unknown |  |  |  | 38.2078 | -81.419 | 5070 | 38.2078 | -81.419 | 5070
247497 | 05CLOUSE | PJM | 205 | 138 | 1251 | 5487 | unknown
247498 | 05CLOUSE | PJM | 205 | 69 | 1256 | 5487 | unknown
247513 | 05BOUTWELL | PJM | 205 | 138 | 1251 | 5488 | unknown |  |  |  | 40.8014 | -84.029 | 5168 | 40.8014 | -84.029 | 5168
247514 | 05BOUTWELLEQ | PJM | 205 | 999 | 1256 | 5488 | unknown |  |  |  | 40.8014 | -84.029 | 5168 | 40.8014 | -84.029 | 5168
247515 | 05BOUTWELL | PJM | 205 | 69 | 1256 | 5488 | unknown |  |  |  | 40.8014 | -84.029 | 5168 | 40.8014 | -84.029 | 5168
247516 | 05BOUTWELL | PJM | 205 | 34.5 | 1256 | 5488 | unknown |  |  |  | 40.8014 | -84.029 | 5168 | 40.8014 | -84.029 | 5168
247521 | T131 | PJM | 205 | 0.69 | 1251 | 5489 | unknown
247925 | T131_CLR | PJM | 205 | 34.5 | 1251 | 5489 | unknown
247926 | T131 TR | PJM | 205 | 138 | 1251 | 5489 | unknown
247525 | 05BOUNDARY | PJM | 205 | 138 | 1252 | 5490 | unknown
247526 | 05BOUNDARY | PJM | 205 | 69 | 1258 | 5490 | unknown
247558 | 05JARRETT | PJM | 205 | 138 | 1250 | 5491 | unknown
247559 | 05JARRETT | PJM | 205 | 46 | 1255 | 5491 | unknown
247563 | V1-011 | PJM | 205 | 138 | 1251 | 5492 | unknown |  |  |  | 41.0164 | -84.5935 | 5199 | 41.0164 | -84.5935 | 5199
247607 | V1-011 C | PJM | 205 | 34.5 | 1251 | 5492 | unknown |  |  |  | 41.0164 | -84.5935 | 5199 | 41.0164 | -84.5935 | 5199
242973 | 05BUCKH8 | PJM | 205 | 138 | 1251 | 5493 | unknown | [6 empty] | 40.0972 | -82.0185 | 5171
245359 | 05BUCKHN8L | PJM | 205 | 138 | 1256 | 5493 | unknown | [6 empty] | 40.0972 | -82.0185 | 5171
247594 | 05BLACK DIAM | PJM | 205 | 69 | 1256 | 5493 | unknown | [6 empty] | 40.0972 | -82.0185 | 5171
247664 | 05BLACK DIAM | PJM | 205 | 138 | 1251 | 5493 | unknown | [6 empty] | 40.0972 | -82.0185 | 5171
247624 | 05LAMPNG1EQ | PJM | 205 | 999 | 1251 | 5494 | known |  | 39.6446 | -81.1922
247625 | 05LAMPING T1 | PJM | 205 | 13.8 | 1256 | 5494 | known
247832 | 05LAMPING | PJM | 205 | 345 | 1251 | 5494 | known |  | 39.6446 | -81.1922
247833 | 05LAMPING | PJM | 205 | 138 | 1251 | 5494 | known
247834 | 05LAMPNG_XFL | PJM | 205 | 138 | 1251 | 5494 | known
247700 | 05YAGER | PJM | 205 | 138 | 1251 | 5495 | unknown |  |  |  | 40.7222 | -81.5408 | 5024 | 40.7222 | -81.5408 | 5024
247701 | 05YAGER | PJM | 205 | 69 | 1256 | 5495 | unknown |  |  |  | 40.7222 | -81.5408 | 5024 | 40.7222 | -81.5408 | 5024
247795 | 05LACEY BRCH | PJM | 205 | 138 | 1250 | 5496 | unknown
247796 | 05LACEY BRCH | PJM | 205 | 46 | 1255 | 5496 | unknown
247798 | Y2-050_STN | PJM | 205 | 345 | 1251 | 5497 | known |  | 40.372 | -81.0429
270103 | Y2-050_CT1 | PJM | 205 | 18 | 1251 | 5497 | known
270104 | Y2-050_CT2 | PJM | 205 | 18 | 1251 | 5497 | known
270105 | Y2-050_ST1 | PJM | 205 | 18 | 1251 | 5497 | known
247821 | 05BREAKS | PJM | 205 | 69 | 1259 | 5498 | unknown
247886 | 05BREAKS | PJM | 205 | 46 | 1259 | 5498 | unknown
247822 | 05QUINWOOD | PJM | 205 | 138 | 1250 | 5499 | unknown
247823 | 05QUINWOOD | PJM | 205 | 69 | 1255 | 5499 | unknown
247824 | 05NUTALL | PJM | 205 | 138 | 1250 | 5500 | unknown
247825 | 05NUTALL | PJM | 205 | 69 | 1255 | 5500 | unknown
247826 | 05MOLLYS CRK | PJM | 205 | 138 | 1250 | 5501 | unknown
247827 | 05MOLLYS CRK | PJM | 205 | 69 | 1255 | 5501 | unknown
245426 | 05BULLIT ST2 | PJM | 205 | 138 | 1250 | 5502 | unknown
247846 | 05BULLIT ST1 | PJM | 205 | 138 | 1250 | 5502 | unknown
247847 | 05BULLITT ST | PJM | 205 | 46 | 1255 | 5502 | unknown
248013 | 06PIERCE | PJM | 206 | 345 | 1206 | 5503 | known |  | 38.9909 | -84.2899
249988 | 08BKJ135 | PJM | 212 | 138 | 1224 | 5503 | known
249989 | 08BKJ246 | PJM | 212 | 138 | 1224 | 5503 | known
250086 | 08PIERCE | PJM | 212 | 138 | 1224 | 5503 | known
250143 | 08PRCE18 | PJM | 212 | 138 | 1224 | 5503 | known
251271 | 08BKJORD | PJM | 212 | 69 | 1224 | 5503 | known
251940 | 08BKJGT1 | PJM | 212 | 13.8 | 1226 | 5503 | known
251941 | 08BKJGT2 | PJM | 212 | 13.8 | 1226 | 5503 | known
251942 | 08BKJGT3 | PJM | 212 | 13.8 | 1226 | 5503 | known
251943 | 08BKJGT4 | PJM | 212 | 13.8 | 1226 | 5503 | known
1000842 | STR_PT_XF_842 | PJM | 212 | 1 | 1224 | 5503 | known
249564 | 08BUFTN1 | PJM | 212 | 345 | 1224 | 5551 | known |  | 38.9839 | -84.609
249991 | 08BUFTN1 | PJM | 212 | 138 | 1224 | 5551 | known
251278 | 08BUFTN1 | PJM | 212 | 69 | 1227 | 5551 | known
251279 | 08BUFTN2 | PJM | 212 | 69 | 1227 | 5551 | known
249565 | 08EBEND | PJM | 212 | 345 | 1224 | 5552 | known |  | 38.9054 | -84.8527
251947 | 08EBND2 | PJM | 212 | 20 | 1226 | 5552 | known |  | 38.9054 | -84.8527
249566 | 08FOSTER | PJM | 212 | 345 | 1224 | 5553 | known |  | 39.306 | -84.2495
250029 | 08FOSTER | PJM | 212 | 138 | 1224 | 5553 | known
250035 | 08FTRM11 | PJM | 212 | 138 | 1224 | 5553 | known
249567 | 08M.FORT | PJM | 212 | 345 | 1224 | 5554 | known |  | 39.1128 | -84.8058
250057 | 08M.FORT | PJM | 212 | 138 | 1224 | 5554 | known |  | 39.1128 | -84.8058
251950 | 08M.FRT7 | PJM | 212 | 22 | 1226 | 5554 | known |  | 39.1128 | -84.8058
251951 | 08M.FRT8 | PJM | 212 | 22 | 1226 | 5554 | known |  | 39.1128 | -84.8058
249570 | 08P.UNON | PJM | 212 | 345 | 1224 | 5555 | known |  | 39.3278 | -84.4493
250082 | 08P.UN1 | PJM | 212 | 138 | 1224 | 5555 | known
250083 | 08P.UN2 | PJM | 212 | 138 | 1224 | 5555 | known
251428 | 08P.UNN1 | PJM | 212 | 69 | 1224 | 5555 | known
251429 | 08P.UNN2 | PJM | 212 | 69 | 1224 | 5555 | known
251437 | 08PUT4HS | PJM | 212 | 69 | 1224 | 5555 | known
251798 | 08PORTU6 | PJM | 212 | 34.5 | 1224 | 5555 | known
252045 | 08PORTU2 | PJM | 212 | 12.47 | 1224 | 5555 | known
1000854 | STR_PT_XF_854 | PJM | 212 | 1 | 1224 | 5555 | known
1000855 | STR_PT_XF_855 | PJM | 212 | 1 | 1224 | 5555 | known
249571 | 08REDBK1 | PJM | 212 | 345 | 1224 | 5556 | known |  | 39.1529 | -84.4052
250092 | 08REDBK1 | PJM | 212 | 138 | 1224 | 5556 | known
250093 | 08REDBK2 | PJM | 212 | 138 | 1224 | 5556 | known
249573 | 08SGROVE | PJM | 212 | 345 | 1224 | 5557 | known |  | 39.025 | -84.377
250097 | 08SGROVE | PJM | 212 | 138 | 1224 | 5557 | known
249574 | 08TDHNTR | PJM | 212 | 345 | 1224 | 5558 | known |  | 39.4552 | -84.3765
250105 | 08TDHNTR | PJM | 212 | 138 | 1224 | 5558 | known
250107 | 08TODM15 | PJM | 212 | 138 | 1224 | 5558 | known
250108 | 08TODM16 | PJM | 212 | 138 | 1224 | 5558 | known
250109 | 08TODM17 | PJM | 212 | 138 | 1224 | 5558 | known
251510 | 08TDHTR1 | PJM | 212 | 69 | 1224 | 5558 | known
251511 | 08TDHTR2 | PJM | 212 | 69 | 1224 | 5558 | known
249575 | 08TERMNL | PJM | 212 | 345 | 1224 | 5559 | known |  | 39.2053 | -84.4785
250117 | 08TRMNL1 | PJM | 212 | 138 | 1224 | 5559 | known
250118 | 08TRMNL2 | PJM | 212 | 138 | 1224 | 5559 | known
251531 | 08TRMNL1 | PJM | 212 | 69 | 1224 | 5559 | known
252047 | 08TERM1 | PJM | 212 | 12.47 | 1224 | 5559 | known
1000861 | STR_PT_XF_861 | PJM | 212 | 1 | 1224 | 5559 | known
249578 | 08HILCRT | PJM | 212 | 345 | 1224 | 5560 | known |  | 39.1354 | -83.9407
250136 | 08HILCRT | PJM | 212 | 138 | 1224 | 5560 | known
250166 | AB1-014-GEN | PJM | 212 | 0.385 | 1224 | 5560 | known
252502 | AB1-014-MAIN | PJM | 212 | 34.5 | 1224 | 5560 | known
249577 | 08ZIMER | PJM | 212 | 345 | 1224 | 5561 | known |  | 38.8657 | -84.225
249580 | 08ZIMERG | PJM | 212 | 345 | 1224 | 5561 | known |  | 38.8657 | -84.225
251968 | 08ZIMRHP | PJM | 212 | 26 | 1226 | 5561 | known |  | 38.8657 | -84.225
251969 | 08ZIMRLP | PJM | 212 | 22 | 1226 | 5561 | known |  | 38.8657 | -84.225
249581 | 08MELDAL | PJM | 212 | 345 | 1224 | 5562 | known |  | 38.8212 | -84.141
250145 | 08MELDAL | PJM | 212 | 138 | 1226 | 5562 | known
249582 | 08GARVER | PJM | 212 | 345 | 1224 | 5563 | known |  | 39.4741 | -84.3407
250162 | 08GARVER | PJM | 212 | 138 | 1224 | 5563 | known
249583 | 08NTEGEN | PJM | 212 | 345 | 1224 | 5564 | known |  | 39.4741 | -84.3407
252500 | Z1-079 CT | PJM | 212 | 21 | 1224 | 5564 | known
252501 | Z1-079 ST | PJM | 212 | 18 | 1224 | 5564 | known
249994 | 08CHRLES | PJM | 212 | 138 | 1224 | 5617 | unknown
252102 | CHARLS10 | PJM | 212 | 12.47 | 1224 | 5617 | unknown
252103 | CHARLS11 | PJM | 212 | 12.47 | 1224 | 5617 | unknown
252104 | CHARLS12 | PJM | 212 | 12.47 | 1224 | 5617 | unknown
250001 | 08COLINV | PJM | 212 | 138 | 1224 | 5618 | known |  | 39.509 | -84.5691
251296 | 08COLINV | PJM | 212 | 69 | 1224 | 5618 | known
250010 | 08D.CRK2 | PJM | 212 | 138 | 1224 | 5619 | unknown |  |  |  | 39.4552 | -84.3765 | 5558 | 39.4552 | -84.3765 | 5558
251944 | 08D.CRK1 | PJM | 212 | 10 | 1226 | 5619 | unknown |  |  |  | 39.4552 | -84.3765 | 5558 | 39.4552 | -84.3765 | 5558
251945 | 08D.CRK3 | PJM | 212 | 13.8 | 1226 | 5619 | unknown |  |  |  | 39.4552 | -84.3765 | 5558 | 39.4552 | -84.3765 | 5558
251946 | 08D.CRK4 | PJM | 212 | 13.8 | 1226 | 5619 | unknown |  |  |  | 39.4552 | -84.3765 | 5558 | 39.4552 | -84.3765 | 5558
250016 | 08EBNZR | PJM | 212 | 138 | 1224 | 5620 | unknown |  |  |  | 39.1128 | -84.8058 | 5554 | 39.1128 | -84.8058 | 5554
251311 | 08EBNZR1 | PJM | 212 | 69 | 1224 | 5620 | unknown |  |  |  | 39.1128 | -84.8058 | 5554 | 39.1128 | -84.8058 | 5554
251312 | 08EBNZR2 | PJM | 212 | 69 | 1224 | 5620 | unknown |  |  |  | 39.1128 | -84.8058 | 5554 | 39.1128 | -84.8058 | 5554
251793 | 08EBNZR6 | PJM | 212 | 34.5 | 1224 | 5620 | unknown |  |  |  | 39.1128 | -84.8058 | 5554 | 39.1128 | -84.8058 | 5554
250022 | 08EVNDL1 | PJM | 212 | 138 | 1224 | 5621 | unknown |  |  |  | 39.2053 | -84.4785 | 5559 | 39.2053 | -84.4785 | 5559
250023 | 08EVNDL2 | PJM | 212 | 138 | 1224 | 5621 | unknown |  |  |  | 39.2053 | -84.4785 | 5559 | 39.2053 | -84.4785 | 5559
251321 | 08EVNDL1 | PJM | 212 | 69 | 1224 | 5621 | unknown |  |  |  | 39.2053 | -84.4785 | 5559 | 39.2053 | -84.4785 | 5559
251322 | 08EVNDL2 | PJM | 212 | 69 | 1224 | 5621 | unknown |  |  |  | 39.2053 | -84.4785 | 5559 | 39.2053 | -84.4785 | 5559
251391 | 08MICA | PJM | 212 | 69 | 1224 | 5621 | unknown |  |  |  | 39.2053 | -84.4785 | 5559 | 39.2053 | -84.4785 | 5559
251580 | 08TP3861-1 | PJM | 212 | 69 | 1224 | 5621 | unknown |  |  |  | 39.2053 | -84.4785 | 5559 | 39.2053 | -84.4785 | 5559
251581 | 08TP4662-1 | PJM | 212 | 69 | 1224 | 5621 | unknown |  |  |  | 39.2053 | -84.4785 | 5559 | 39.2053 | -84.4785 | 5559
251794 | 08EVNDL1 | PJM | 212 | 34.5 | 1224 | 5621 | unknown |  |  |  | 39.2053 | -84.4785 | 5559 | 39.2053 | -84.4785 | 5559
251806 | EVENDAL2 | PJM | 212 | 34.5 | 1224 | 5621 | unknown |  |  |  | 39.2053 | -84.4785 | 5559 | 39.2053 | -84.4785 | 5559
251807 | EVENDL 1 | PJM | 212 | 34.5 | 1224 | 5621 | unknown |  |  |  | 39.2053 | -84.4785 | 5559 | 39.2053 | -84.4785 | 5559
1000847 | STR_PT_XF_847 | PJM | 212 | 1 | 1224 | 5621 | unknown |  |  |  | 39.2053 | -84.4785 | 5559 | 39.2053 | -84.4785 | 5559
250032 | 08FRFLD1 | PJM | 212 | 138 | 1224 | 5622 | unknown | [6 empty] | 39.3278 | -84.4493 | 5555
251328 | 08FRFLD | PJM | 212 | 69 | 1224 | 5622 | unknown | [6 empty] | 39.3278 | -84.4493 | 5555
251795 | 08FRFLD2 | PJM | 212 | 34.5 | 1224 | 5622 | unknown | [6 empty] | 39.3278 | -84.4493 | 5555
1000848 | STR_PT_XF_848 | PJM | 212 | 1 | 1224 | 5622 | unknown | [6 empty] | 39.3278 | -84.4493 | 5555
250058 | 08M.FTGT | PJM | 212 | 138 | 1226 | 5623 | unknown |  |  |  | 39.1128 | -84.8058 | 5554 | 39.1128 | -84.8058 | 5554
251378 | 08M.FTGT | PJM | 212 | 69 | 1224 | 5623 | unknown |  |  |  | 39.1128 | -84.8058 | 5554 | 39.1128 | -84.8058 | 5554
251960 | 08MFTGT1 | PJM | 212 | 13.8 | 1226 | 5623 | unknown |  |  |  | 39.1128 | -84.8058 | 5554 | 39.1128 | -84.8058 | 5554
251961 | 08MFTGT2 | PJM | 212 | 13.8 | 1226 | 5623 | unknown |  |  |  | 39.1128 | -84.8058 | 5554 | 39.1128 | -84.8058 | 5554
250072 | 08MTCHL1 | PJM | 212 | 138 | 1224 | 5624 | unknown | [5 empty] | 10948 |  |  | 10948
250073 | 08MTCHL3 | PJM | 212 | 138 | 1224 | 5624 | unknown | [5 empty] | 10948 |  |  | 10948
250074 | 08MTCHL4 | PJM | 212 | 138 | 1224 | 5624 | unknown | [5 empty] | 10948 |  |  | 10948
251412 | 08MTCHEL | PJM | 212 | 69 | 1224 | 5624 | unknown | [5 empty] | 10948 |  |  | 10948
252042 | 08MTCHL3 | PJM | 212 | 12.47 | 1224 | 5624 | unknown | [5 empty] | 10948 |  |  | 10948
1000851 | STR_PT_XF_851 | PJM | 212 | 1 | 1224 | 5624 | unknown | [5 empty] | 10948 |  |  | 10948
250098 | 08SHAKER | PJM | 212 | 138 | 1224 | 5625 | unknown | [6 empty] | 39.4741 | -84.3407 | 5563
251453 | 08SHAKER | PJM | 212 | 69 | 1224 | 5625 | unknown | [6 empty] | 39.4741 | -84.3407 | 5563
250116 | 08TRENTON_1 | PJM | 212 | 138 | 1224 | 5626 | unknown |  |  |  | 39.4552 | -84.3765 | 5558 | 39.4552 | -84.3765 | 5558
251533 | 08TRNTN1 | PJM | 212 | 69 | 1224 | 5626 | unknown |  |  |  | 39.4552 | -84.3765 | 5558 | 39.4552 | -84.3765 | 5558
250122 | 08WARRN1 | PJM | 212 | 138 | 1224 | 5627 | unknown
250123 | 08WARRN2 | PJM | 212 | 138 | 1224 | 5627 | unknown
251364 | 08LEBANO | PJM | 212 | 69 | 1225 | 5627 | unknown
251365 | 08LEBTAP | PJM | 212 | 69 | 1224 | 5627 | unknown
251546 | 08WARREN | PJM | 212 | 69 | 1224 | 5627 | unknown
251547 | 08WARRN2 | PJM | 212 | 69 | 1224 | 5627 | unknown
250124 | 08WENDEA | PJM | 212 | 138 | 1224 | 5628 | unknown
250126 | 08WENDWE | PJM | 212 | 138 | 1224 | 5628 | unknown
252049 | 08WE181012 | PJM | 212 | 12.47 | 1224 | 5628 | unknown
252051 | 08WE192022 | PJM | 212 | 12.47 | 1224 | 5628 | unknown
252052 | 08WE173032 | PJM | 212 | 12.47 | 1224 | 5628 | unknown
252053 | 08WE154042 | PJM | 212 | 12.47 | 1224 | 5628 | unknown
252371 | W END 10 | PJM | 212 | 12.47 | 1224 | 5628 | unknown
252373 | W END 12 | PJM | 212 | 12.47 | 1224 | 5628 | unknown
252374 | W END 20 | PJM | 212 | 12.47 | 1224 | 5628 | unknown
252376 | W END 22 | PJM | 212 | 12.47 | 1224 | 5628 | unknown
252377 | W END 30 | PJM | 212 | 12.47 | 1224 | 5628 | unknown
252379 | W END 32 | PJM | 212 | 12.47 | 1224 | 5628 | unknown
252380 | W END 40 | PJM | 212 | 12.47 | 1224 | 5628 | unknown
252382 | W END 42 | PJM | 212 | 12.47 | 1224 | 5628 | unknown
252385 | WE18 | PJM | 212 | 12.47 | 1224 | 5628 | unknown
252387 | WE19 | PJM | 212 | 12.47 | 1224 | 5628 | unknown
252388 | WE17 | PJM | 212 | 12.47 | 1224 | 5628 | unknown
252390 | WE15 | PJM | 212 | 12.47 | 1224 | 5628 | unknown
250132 | 08WLDER1 | PJM | 212 | 138 | 1224 | 5629 | unknown |  |  |  | 38.9909 | -84.2899 | 5503 | 38.9909 | -84.2899 | 5503
250133 | 08WLDER2 | PJM | 212 | 138 | 1224 | 5629 | unknown |  |  |  | 38.9909 | -84.2899 | 5503 | 38.9909 | -84.2899 | 5503
251551 | 08WLDER1 | PJM | 212 | 69 | 1227 | 5629 | unknown |  |  |  | 38.9909 | -84.2899 | 5503 | 38.9909 | -84.2899 | 5503
251552 | 08WLDER2 | PJM | 212 | 69 | 1227 | 5629 | unknown |  |  |  | 38.9909 | -84.2899 | 5503 | 38.9909 | -84.2899 | 5503
252057 | 08WILDR2 | PJM | 212 | 12.47 | 1227 | 5629 | unknown |  |  |  | 38.9909 | -84.2899 | 5503 | 38.9909 | -84.2899 | 5503
252058 | 08WLDER1 | PJM | 212 | 12.47 | 1227 | 5629 | unknown |  |  |  | 38.9909 | -84.2899 | 5503 | 38.9909 | -84.2899 | 5503
1000860 | STR_PT_XF_860 | PJM | 212 | 1 | 1224 | 5629 | unknown |  |  |  | 38.9909 | -84.2899 | 5503 | 38.9909 | -84.2899 | 5503
250148 | 08EKPWEB | PJM | 212 | 138 | 1224 | 5630 | unknown |  |  |  | 38.9839 | -84.609 | 5551 | 38.9839 | -84.609 | 5551
342487 | 2WEBSTER RD | PJM | 320 | 69 | 1315 | 5630 | unknown |  |  |  | 38.9839 | -84.609 | 5551 | 38.9839 | -84.609 | 5551
250154 | 08MELDLS | PJM | 212 | 138 | 1226 | 5631 | unknown |  |  |  | 38.8212 | -84.141 | 5562 | 38.8212 | -84.141 | 5562
251970 | 08MELDL1 | PJM | 212 | 13.8 | 1226 | 5631 | unknown |  |  |  | 38.8212 | -84.141 | 5562 | 38.8212 | -84.141 | 5562
251971 | 08MELDL2 | PJM | 212 | 13.8 | 1226 | 5631 | unknown |  |  |  | 38.8212 | -84.141 | 5562 | 38.8212 | -84.141 | 5562
251972 | 08MELDL3 | PJM | 212 | 13.8 | 1226 | 5631 | unknown |  |  |  | 38.8212 | -84.141 | 5562 | 38.8212 | -84.141 | 5562
250171 | 08OAKBK1 | PJM | 212 | 138 | 1224 | 5632 | unknown
251423 | 08OAKBRK | PJM | 212 | 69 | 1227 | 5632 | unknown
251395 | 08MILER1 | PJM | 212 | 69 | 1224 | 5640 | unknown | [6 empty] | 39.4552 | -84.3765 | 5558
251396 | 08MILER2 | PJM | 212 | 69 | 1224 | 5640 | unknown | [6 empty] | 39.4552 | -84.3765 | 5558
252245 | MILLER 5 | PJM | 212 | 12.47 | 1224 | 5640 | unknown | [6 empty] | 39.4552 | -84.3765 | 5558
252246 | MILLER 6 | PJM | 212 | 12.47 | 1224 | 5640 | unknown | [6 empty] | 39.4552 | -84.3765 | 5558
251561 | 08BLACKW | PJM | 212 | 69 | 1227 | 5641 | known |  | 38.7516 | -84.6023
251576 | 08YANKSU | PJM | 212 | 69 | 1226 | 5642 | unknown
251973 | 08YANKGE | PJM | 212 | 13.8 | 1226 | 5642 | unknown
252504 | AC2-088 MAIN | PJM | 212 | 69 | 1 | 5647 | unknown
252505 | AC2-088 COL | PJM | 212 | 34.5 | 1 | 5647 | unknown
252506 | AC2-088 TER | PJM | 212 | 13.8 | 1 | 5647 | unknown
252507 | AC2-088 GEN | PJM | 212 | 0.575 | 1 | 5647 | unknown
1000862 | STR_PT_XF_862 | PJM | 212 | 1 | 1 | 5647 | unknown
253001 | 09AIRWAY | PJM | 209 | 69 | 1209 | 5648 | unknown | [5 empty] | 5656 |  |  | 5656
253002 | 09AIRWAY | PJM | 209 | 138 | 1209 | 5648 | unknown | [5 empty] | 5656 |  |  | 5656
253003 | 09AMSTRD | PJM | 209 | 69 | 1209 | 5649 | unknown
253004 | 09AMSTRD | PJM | 209 | 138 | 1209 | 5649 | unknown
253005 | 09BATH | PJM | 209 | 138 | 1209 | 5650 | known
253006 | 09BATH | PJM | 209 | 345 | 1209 | 5650 | known |  | 39.7634 | -83.9759
253103 | 09BATH | PJM | 209 | 69 | 1209 | 5650 | known
253009 | 09BLUJK | PJM | 209 | 69 | 1209 | 5651 | unknown
253101 | 09BLUJK | PJM | 209 | 138 | 1209 | 5651 | unknown
253013 | 09CLINTO | PJM | 209 | 69 | 1209 | 5652 | known
253014 | 09CLINTO | PJM | 209 | 345 | 1209 | 5652 | known |  | 39.3976 | -83.8549
253017 | 09CROWN | PJM | 209 | 138 | 1209 | 5653 | unknown
253133 | 09CROWN | PJM | 209 | 69 | 1209 | 5653 | unknown
253020 | 09DARBY | PJM | 209 | 69 | 1209 | 5654 | unknown | [6 empty] | 40.3327 | -83.4305 | 5162
253021 | 09DARBY | PJM | 209 | 138 | 1209 | 5654 | unknown | [6 empty] | 40.3327 | -83.4305 | 5162
253022 | 09DELMOR | PJM | 209 | 69 | 1209 | 5655 | unknown
253053 | 09NEEDMO | PJM | 209 | 138 | 1209 | 5655 | unknown
253104 | 09DELMOR | PJM | 209 | 12 | 1209 | 5655 | unknown
253026 | 09GREENE | PJM | 209 | 138 | 1209 | 5656 | known
253027 | 09GREENE | PJM | 209 | 345 | 1209 | 5656 | known |  | 39.704 | -84.0001
253028 | 09GRNVIL | PJM | 209 | 69 | 1209 | 5657 | unknown | [5 empty] | 5672 |  |  | 5672
253029 | 09GRNVIL | PJM | 209 | 138 | 1209 | 5657 | unknown | [5 empty] | 5672 |  |  | 5672
253032 | 09ELDEAN | PJM | 209 | 69 | 1209 | 5658 | unknown | [5 empty] | 5672 |  |  | 5672
253139 | 09ELDEAN | PJM | 209 | 138 | 1209 | 5658 | unknown | [5 empty] | 5672 |  |  | 5672
253033 | 09HEMPST | PJM | 209 | 69 | 1209 | 5659 | unknown
253034 | 09HEMPST | PJM | 209 | 138 | 1209 | 5659 | unknown
253041 | 09LOGAN | PJM | 209 | 69 | 1209 | 5660 | unknown
253042 | 09LOGAN | PJM | 209 | 138 | 1209 | 5660 | unknown
253277 | T-154 | PJM | 209 | 69 | 1209 | 5660 | unknown
253045 | 09MIAMI | PJM | 209 | 69 | 1209 | 5661 | known
253046 | 09MIAMI | PJM | 209 | 138 | 1209 | 5661 | known
253047 | 09MIAMI | PJM | 209 | 345 | 1209 | 5661 | known |  | 39.943 | -84.1694
253049 | 09MONUM1 | PJM | 209 | 138 | 1209 | 5662 | unknown
253050 | 09MONUM2 | PJM | 209 | 138 | 1209 | 5662 | unknown
253260 | 09MONUM | PJM | 209 | 12.5 | 1209 | 5662 | unknown
253261 | 09MON D | PJM | 209 | 4.2 | 1209 | 5662 | unknown
253052 | 09NCARLI | PJM | 209 | 69 | 1209 | 5663 | unknown | [5 empty] | 5650 |  |  | 5650
253106 | 09NCARLI | PJM | 209 | 138 | 1209 | 5663 | unknown | [5 empty] | 5650 |  |  | 5650
253057 | 09OHH | PJM | 209 | 138 | 1209 | 5664 | unknown
253058 | 09OHH C. | PJM | 209 | 69 | 1209 | 5664 | unknown
253061 | 09OVERLK | PJM | 209 | 69 | 1209 | 5665 | unknown | [8 empty] | 5656
253063 | 09OVERL2 | PJM | 209 | 138 | 1209 | 5665 | unknown | [8 empty] | 5656
253068 | 09SHELBY | PJM | 209 | 138 | 1209 | 5666 | known
253069 | 09SHELBY | PJM | 209 | 345 | 1209 | 5666 | known |  | 40.2838 | -84.0855
253070 | 09SIDNEY | PJM | 209 | 69 | 1209 | 5667 | unknown | [5 empty] | 5666 |  |  | 5666
253071 | 09SIDNEY | PJM | 209 | 138 | 1209 | 5667 | unknown | [5 empty] | 5666 |  |  | 5666
253264 | 09SIDN12 | PJM | 209 | 12.5 | 1209 | 5667 | unknown | [5 empty] | 5666 |  |  | 5666
253265 | 09SID D | PJM | 209 | 4.2 | 1209 | 5667 | unknown | [5 empty] | 5666 |  |  | 5666
253075 | 09STAUNT | PJM | 209 | 69 | 1209 | 5668 | unknown
253098 | 09STAUNT | PJM | 209 | 138 | 1209 | 5668 | unknown
253078 | 09SUGRCK | PJM | 209 | 138 | 1209 | 5669 | known
253079 | 09SUGRCK | PJM | 209 | 345 | 1209 | 5669 | known |  | 39.5968 | -84.0978
253254 | 09SUGRCK | PJM | 209 | 69 | 1209 | 5669 | known
253082 | 09TREBEI | PJM | 209 | 69 | 1209 | 5670 | unknown | [5 empty] | 5669 |  |  | 5669
253083 | 09TREBEI | PJM | 209 | 138 | 1209 | 5670 | unknown | [5 empty] | 5669 |  |  | 5669
253084 | 09URBANA | PJM | 209 | 69 | 1209 | 5671 | unknown | [5 empty] | 5650 |  |  | 5650
253085 | 09URBANA | PJM | 209 | 138 | 1209 | 5671 | unknown | [5 empty] | 5650 |  |  | 5650
253088 | 09WMILTN | PJM | 209 | 69 | 1209 | 5672 | known
253089 | 09WMILTN | PJM | 209 | 138 | 1209 | 5672 | known
253090 | 09WMILTN | PJM | 209 | 345 | 1209 | 5672 | known |  | 39.9392 | -84.342
253092 | 09WEBSTR | PJM | 209 | 69 | 1209 | 5673 | unknown
253093 | 09WEBSTR | PJM | 209 | 138 | 1209 | 5673 | unknown
253099 | 09ATLNTA | PJM | 209 | 69 | 1209 | 5674 | known
253100 | 09ATLNTA | PJM | 209 | 345 | 1209 | 5674 | known |  | 39.5562 | -83.1787
253102 | 09ALPHA | PJM | 209 | 69 | 1209 | 5675 | unknown | [5 empty] | 5656 |  |  | 5656
253107 | 09ALPHA | PJM | 209 | 138 | 1209 | 5675 | unknown | [5 empty] | 5656 |  |  | 5656
253142 | 09FTRECV | PJM | 209 | 69 | 1209 | 5676 | unknown |  |  |  | 40.379 | -85.1915 | 5303 | 40.379 | -85.1915 | 5303
253250 | 09FTRECV | PJM | 209 | 138 | 1209 | 5676 | unknown |  |  |  | 40.379 | -85.1915 | 5303 | 40.379 | -85.1915 | 5303
253221 | 09TAIT N | PJM | 209 | 69 | 1209 | 5677 | unknown
253222 | 09TAIT E | PJM | 209 | 69 | 1209 | 5677 | unknown
253223 | 09TAIT W | PJM | 209 | 69 | 1209 | 5677 | unknown
253224 | 09TAIT S | PJM | 209 | 69 | 1209 | 5677 | unknown
253262 | 09TAIT | PJM | 209 | 12.5 | 1209 | 5677 | unknown
253263 | 09TAIT D | PJM | 209 | 4.2 | 1209 | 5677 | unknown
253248 | 09SCHARL | PJM | 209 | 345 | 1209 | 5678 | known |  | 39.7687 | -83.6452
253252 | 09SCHAR2 | PJM | 209 | 69 | 1209 | 5678 | known
253249 | 09DAYMRY | PJM | 209 | 69 | 1209 | 5679 | unknown |  |  |  | 40.3327 | -83.4305 | 5162 | 40.3327 | -83.4305 | 5162
253251 | 09DAYMRY | PJM | 209 | 345 | 1209 | 5679 | unknown |  |  |  | 40.3327 | -83.4305 | 5162 | 40.3327 | -83.4305 | 5162
253312 | AC1-085 COLA | PJM | 209 | 34.5 | 1 | 5680 | known |  | 38.99 | -83.7855
253313 | AC1-085 GENA | PJM | 209 | 0.6 | 1 | 5680 | known
253315 | AC1-085 COLB | PJM | 209 | 34.5 | 1 | 5681 | known |  | 38.99 | -83.7855
253316 | AC1-085 GENB | PJM | 209 | 0.6 | 1 | 5681 | known
253322 | AC1-069 MAIN | PJM | 209 | 69 | 1 | 5682 | unknown | [5 empty] | 5674 |  |  | 5674
253323 | AC1-069 TRI | PJM | 209 | 13.8 | 1 | 5682 | unknown | [5 empty] | 5674 |  |  | 5674
253324 | AC1-069 COL | PJM | 209 | 34.5 | 1 | 5682 | unknown | [5 empty] | 5674 |  |  | 5674
253325 | AC1-069 GEN | PJM | 209 | 0.357 | 1 | 5682 | unknown | [5 empty] | 5674 |  |  | 5674
253330 | AC1-068 MAIN | PJM | 209 | 69 | 1 | 5683 | unknown | [5 empty] | 5674 |  |  | 5674
253331 | AC1-068 TRI | PJM | 209 | 13.8 | 1 | 5683 | unknown | [5 empty] | 5674 |  |  | 5674
253332 | AC1-068 COL | PJM | 209 | 34.5 | 1 | 5683 | unknown | [5 empty] | 5674 |  |  | 5674
253333 | AC1-068 GEN | PJM | 209 | 0.357 | 1 | 5683 | unknown | [5 empty] | 5674 |  |  | 5674
253335 | AC1-165 MAIN | PJM | 209 | 69 | 1 | 5684 | unknown | [5 empty] | 5674 |  |  | 5674
253336 | AC1-165 TRI | PJM | 209 | 13.8 | 1 | 5684 | unknown | [5 empty] | 5674 |  |  | 5674
253337 | AC1-165 COL | PJM | 209 | 34.5 | 1 | 5684 | unknown | [5 empty] | 5674 |  |  | 5674
253338 | AC1-165 GEN | PJM | 209 | 0.357 | 1 | 5684 | unknown | [5 empty] | 5674 |  |  | 5674
253340 | AC1-166 MAIN | PJM | 209 | 69 | 1 | 5685 | unknown | [5 empty] | 5674 |  |  | 5674
253341 | AC1-166 TRI | PJM | 209 | 13.8 | 1 | 5685 | unknown | [5 empty] | 5674 |  |  | 5674
253342 | AC1-166 COL | PJM | 209 | 34.5 | 1 | 5685 | unknown | [5 empty] | 5674 |  |  | 5674
253343 | AC1-166 GEN | PJM | 209 | 0.357 | 1 | 5685 | unknown | [5 empty] | 5674 |  |  | 5674
253346 | AC2-067 MAIN | PJM | 209 | 69 | 1 | 5686 | unknown
253347 | AC2-067 COL1 | PJM | 209 | 34.5 | 1 | 5686 | unknown
253348 | AC2-067 COL2 | PJM | 209 | 34.5 | 1 | 5686 | unknown
253349 | AC2-067 GEN | PJM | 209 | 0.385 | 1 | 5686 | unknown
253350 | AC2-067 TER | PJM | 209 | 13.8 | 1 | 5686 | unknown
1000869 | STR_PT_XF_869 | PJM | 209 | 1 | 1 | 5686 | unknown
253352 | AB1-169 MAIN | PJM | 209 | 345 | 1209 | 5687 | known |  | 38.99 | -83.7855
253353 | AB1-169 1 | PJM | 209 | 345 | 1209 | 5687 | known |  | 38.99 | -83.7855
253354 | AB1-169 2 | PJM | 209 | 345 | 1209 | 5687 | known |  | 38.99 | -83.7855
253355 | AB1-169 CT1 | PJM | 209 | 25 | 1209 | 5687 | known
253356 | AB1-169 ST1 | PJM | 209 | 25 | 1209 | 5687 | known
253357 | AB1-169 CT2 | PJM | 209 | 25 | 1209 | 5687 | known
253358 | AB1-169 ST2 | PJM | 209 | 25 | 1209 | 5687 | known
253900 | 15BVRVL1 | PJM | 215 | 22 | 1215 | 5712 | known |  | 40.6207 | -80.4311
253901 | 15BVRVL2 | PJM | 215 | 22 | 1215 | 5712 | known |  | 40.6207 | -80.4311
253902 | 15BVRVAL | PJM | 215 | 345 | 1215 | 5712 | known |  | 40.6207 | -80.4311
253903 | 15BVRVAL | PJM | 215 | 138 | 1215 | 5712 | known
253915 | 15VALLEY | PJM | 215 | 69 | 1215 | 5713 | unknown |  |  |  | 40.2549 | -80.6469 | 5717 | 40.2549 | -80.6469 | 5717
253917 | 15VALLEY | PJM | 215 | 138 | 1215 | 5713 | unknown |  |  |  | 40.2549 | -80.6469 | 5717 | 40.2549 | -80.6469 | 5717
253924 | 15SHELL | PJM | 215 | 138 | 1215 | 5714 | unknown
254250 | Y3-103-CTG1 | PJM | 215 | 13.8 | 1215 | 5714 | unknown
254251 | Y3-103-CTG2 | PJM | 215 | 13.8 | 1215 | 5714 | unknown
254300 | Y3-103-CTG3 | PJM | 215 | 13.8 | 1215 | 5714 | unknown
254301 | Y3-103-STG1 | PJM | 215 | 13.8 | 1215 | 5714 | unknown
254302 | Y3-103-STG2 | PJM | 215 | 13.8 | 1215 | 5714 | unknown
253926 | 15AES2 | PJM | 215 | 13.8 | 1215 | 5715 | unknown
253927 | 15NOVA | PJM | 215 | 138 | 1215 | 5715 | unknown
253930 | 15CLINTN | PJM | 215 | 138 | 1215 | 5716 | known
253931 | 15CLINTN | PJM | 215 | 345 | 1215 | 5716 | known |  | 40.5078 | -80.3053
253935 | 15CRESCN | PJM | 215 | 138 | 1215 | 5717 | known |  | 40.2549 | -80.6469
253936 | 15CRESCN | PJM | 215 | 345 | 1215 | 5717 | known |  | 40.2549 | -80.6469
253941 | 15HOPEWE | PJM | 215 | 69 | 1215 | 5718 | unknown |  |  |  | 40.2549 | -80.6469 | 5717 | 40.2549 | -80.6469 | 5717
253942 | 15HOPEWE | PJM | 215 | 138 | 1215 | 5718 | unknown |  |  |  | 40.2549 | -80.6469 | 5717 | 40.2549 | -80.6469 | 5717
253963 | 15COLLRT | PJM | 215 | 345 | 1215 | 5719 | known
253964 | 15COLLIE | PJM | 215 | 138 | 1215 | 5719 | known
253965 | 15COLLIE | PJM | 215 | 345 | 1215 | 5719 | known |  | 40.3837 | -80.0944
253969 | 15BI1 | PJM | 215 | 13.8 | 1215 | 5720 | known
253970 | 15BI2 | PJM | 215 | 13.8 | 1215 | 5720 | known
253971 | 15BI3 | PJM | 215 | 13.8 | 1215 | 5720 | known
253972 | 15BI4 | PJM | 215 | 13.8 | 1215 | 5720 | known
253973 | 15BI | PJM | 215 | 69 | 1215 | 5720 | known
253974 | 15BI | PJM | 215 | 138 | 1215 | 5720 | known
253975 | 15BI | PJM | 215 | 345 | 1215 | 5720 | known |  | 40.4626 | -80.0755
253976 | 15BI_12 | PJM | 215 | 138 | 1215 | 5720 | known
253978 | 15BI_4 | PJM | 215 | 345 | 1215 | 5720 | known
253988 | 15CARSON | PJM | 215 | 138 | 1215 | 5721 | known
253990 | 15CARSON | PJM | 215 | 345 | 1215 | 5721 | known |  | 40.4071 | -79.9482
253992 | 15CARSNR | PJM | 215 | 345 | 1215 | 5721 | known
253998 | 15ARSENL | PJM | 215 | 138 | 1215 | 5722 | known
253999 | 15ARSENL | PJM | 215 | 345 | 1215 | 5722 | known |  | 40.4714 | -79.9618
254027 | 15DRAVO | PJM | 215 | 69 | 1215 | 5723 | unknown | [5 empty] | 5721 |  |  | 5721
254028 | 15DRAVO | PJM | 215 | 138 | 1215 | 5723 | unknown | [5 empty] | 5721 |  |  | 5721
254029 | 15DRVCAP | PJM | 215 | 138 | 1215 | 5723 | unknown | [5 empty] | 5721 |  |  | 5721
254061 | 15LOGNFR | PJM | 215 | 138 | 1215 | 5724 | unknown |  |  |  | 40.5375 | -79.7917 | 5725 | 40.5375 | -79.7917 | 5725
254062 | 15LOGNFR | PJM | 215 | 345 | 1215 | 5724 | unknown |  |  |  | 40.5375 | -79.7917 | 5725 | 40.5375 | -79.7917 | 5725
254063 | 15CHSWK1 | PJM | 215 | 24 | 1215 | 5725 | known |  | 40.5375 | -79.7917
254064 | 15CHESWK | PJM | 215 | 138 | 1215 | 5725 | known |  | 40.5375 | -79.7917
254068 | 15CHECAP | PJM | 215 | 138 | 1215 | 5725 | known
270771 | GREENACRE T | PJM | 222 | 345 | 1274 | 5732 | known |  | 41.4586 | -87.4439
270886 | ST JOHN T | PJM | 222 | 345 | 1274 | 5732 | known |  | 41.4598 | -87.4742
270070 | RICE_500 | PJM | 225 | 500 | 1 | 6057 | known |  | 40.0438 | -77.6175
270071 | RICE_230 | PJM | 225 | 230 | 1 | 6057 | known
270072 | FUR RUN_500 | PJM | 225 | 500 | 1 | 6058 | known |  | 40.0452 | -76.6367
270073 | FUR RUN_230 | PJM | 225 | 230 | 1 | 6058 | known
270108 | Y1-006 MAIN | PJM | 205 | 138 | 1250 | 6059 | unknown
270109 | Y1-006 TERT | PJM | 205 | 13.8 | 1250 | 6059 | unknown
270110 | Y1-006 COL | PJM | 205 | 34.5 | 1250 | 6059 | unknown
270111 | Y1-006 GEN | PJM | 205 | 0.65 | 1 | 6059 | unknown
1001104 | STR_PT_XF_1104 | PJM | 205 | 1 | 1250 | 6059 | unknown
270119 | AB2-067 GEN1 | PJM | 205 | 23 | 1251 | 6060 | known
270120 | AB2-067 GEN2 | PJM | 205 | 23 | 1251 | 6060 | known
270133 | AB2-067 GSU | PJM | 205 | 230 | 1251 | 6060 | known |  | 40.0316 | -81.8057
270162 | AB2-067 TAP | PJM | 205 | 765 | 1251 | 6060 | known |  | 40.0269 | -81.4452
270163 | AB2-067 MAIN | PJM | 205 | 765 | 1251 | 6060 | known |  | 40.0316 | -81.8057
270166 | AC1-044 GEN3 | PJM | 205 | 23 | 1 | 6060 | known
270141 | AA2-116_MAIN | PJM | 205 | 345 | 1252 | 6061 | known |  | 41.9836 | -86.3218
270142 | AA2-116_CT1 | PJM | 205 | 25 | 1252 | 6061 | known
270143 | AA2-116_CT2 | PJM | 205 | 25 | 1252 | 6061 | known
270144 | AA2-116_ST | PJM | 205 | 23.5 | 1252 | 6061 | known
270172 | AC1-122 GSU | PJM | 205 | 34.5 | 1 | 6062 | unknown
270173 | AC1-122 GEN | PJM | 205 | 0.6 | 1 | 6062 | unknown
270179 | AB1-006 GSU | PJM | 205 | 34.5 | 1200 | 6063 | known |  | 40.7067 | -86.9958
270180 | AB1-006_GEN | PJM | 205 | 0.65 | 1200 | 6063 | known
270181 | AB1-006 GEN2 | PJM | 205 | 0.69 | 1200 | 6063 | known
246946 | 05WLDCAT | PJM | 205 | 138 | 1253 | 6064 | known |  | 39.1124 | -83.7421
270184 | AC1-089 MAIN | PJM | 205 | 138 | 1 | 6064 | known
270185 | AC1-089 COL | PJM | 205 | 34.5 | 1 | 6064 | known
270186 | AC1-089 GEN | PJM | 205 | 0.39 | 1 | 6064 | known
270187 | AC1-089 TER | PJM | 205 | 13.8 | 1 | 6064 | known
1001107 | STR_PT_XF_1107 | PJM | 205 | 1 | 1 | 6064 | known
270188 | AC1-173 MAIN | PJM | 205 | 138 | 1 | 6065 | unknown
270189 | AC1-173 TER | PJM | 205 | 13.8 | 1 | 6065 | unknown
270190 | AC1-173 COL | PJM | 205 | 34.5 | 1 | 6065 | unknown
270191 | AC1-173 FULL | PJM | 205 | 0.65 | 1 | 6065 | unknown
1001108 | STR_PT_XF_1108 | PJM | 205 | 1 | 1 | 6065 | unknown
270194 | AC2-016 MAIN | PJM | 205 | 345 | 1200 | 6066 | known |  | 40.3747 | -80.7876
270195 | AC2-016 CT1 | PJM | 205 | 18 | 1200 | 6066 | known
270196 | AC2-016 CT2 | PJM | 205 | 18 | 1200 | 6066 | known
270197 | AC2-016 ST | PJM | 205 | 18 | 1200 | 6066 | known
270198 | AC2-176 MAIN | PJM | 205 | 138 | 1200 | 6067 | unknown |  |  |  | 40.379 | -85.1915 | 5303 | 40.379 | -85.1915 | 5303
270199 | AC2-176 COL | PJM | 205 | 34.5 | 1200 | 6067 | unknown |  |  |  | 40.379 | -85.1915 | 5303 | 40.379 | -85.1915 | 5303
270200 | AC2-176 FRD | PJM | 205 | 34.5 | 1200 | 6067 | unknown |  |  |  | 40.379 | -85.1915 | 5303 | 40.379 | -85.1915 | 5303
270201 | AC2-176 GEN | PJM | 205 | 0.69 | 1200 | 6067 | unknown |  |  |  | 40.379 | -85.1915 | 5303 | 40.379 | -85.1915 | 5303
270202 | AC2-176 TER | PJM | 205 | 13.8 | 1200 | 6067 | unknown |  |  |  | 40.379 | -85.1915 | 5303 | 40.379 | -85.1915 | 5303
270607 | COLLINS | PJM | 222 | 765 | 1274 | 6068 | known |  | 41.3519 | -88.3447
270697 | COLLINS R | PJM | 222 | 345 | 1274 | 6068 | known |  | 41.3519 | -88.3447
275168 | COLLINS 2M | PJM | 222 | 345 | 1277 | 6068 | known |  | 41.352 | -88.3449
275268 | COLLINS 2C | PJM | 222 | 33 | 1278 | 6068 | known
270630 | PLANO | PJM | 222 | 765 | 1274 | 6069 | known |  | 41.6835 | -88.4787
270846 | PLANO B | PJM | 222 | 345 | 1274 | 6069 | known |  | 41.6836 | -88.4788
270847 | PLANO R | PJM | 222 | 345 | 1274 | 6069 | known |  | 41.6836 | -88.4788
272250 | PLANO B | PJM | 222 | 138 | 1284 | 6069 | known
272251 | PLANO R | PJM | 222 | 138 | 1284 | 6069 | known
272278 | PLANO1I | PJM | 222 | 138 | 1278 | 6069 | known
275207 | PLANO 3M | PJM | 222 | 345 | 1277 | 6069 | known |  | 41.6843 | -88.4808
275208 | PLANO 4M | PJM | 222 | 345 | 1277 | 6069 | known
275307 | PLANO 3C | PJM | 222 | 33 | 1278 | 6069 | known
275308 | PLANO 4C | PJM | 222 | 33 | 1278 | 6069 | known
275354 | PLANO 1C | PJM | 222 | 34.5 | 1278 | 6069 | known
1001124 | STR_PT_XF_1124 | PJM | 222 | 1 | 1274 | 6069 | known
270644 | WILTON | PJM | 222 | 765 | 1274 | 6070 | known |  | 41.3984 | -87.9527
270926 | WILTON B | PJM | 222 | 345 | 1274 | 6070 | known |  | 41.3984 | -87.9527
270927 | WILTON R | PJM | 222 | 345 | 1274 | 6070 | known |  | 41.3984 | -87.9527
275232 | WILTON 3M | PJM | 222 | 345 | 1277 | 6070 | known |  | 41.3989 | -87.9484
275233 | WILTON 4M | PJM | 222 | 345 | 1277 | 6070 | known |  | 41.3989 | -87.9484
275332 | WILTON 3C | PJM | 222 | 33 | 1278 | 6070 | known
275333 | WILTON 4C | PJM | 222 | 33 | 1278 | 6070 | known
270658 | BEDFORD P B | PJM | 222 | 345 | 1274 | 6071 | known |  | 41.761 | -87.7658
270659 | BEDFORD P R | PJM | 222 | 345 | 1274 | 6071 | known |  | 41.761 | -87.7658
271072 | BEDFORD P B | PJM | 222 | 138 | 1285 | 6071 | known
271073 | BEDFORD P R | PJM | 222 | 138 | 1285 | 6071 | known
271111 | BEDFORD P6T | PJM | 222 | 138 | 1285 | 6071 | known
271118 | BEDFORD P7T | PJM | 222 | 138 | 1285 | 6071 | known
271119 | BEDFORD P9T | PJM | 222 | 138 | 1285 | 6071 | known
274159 | BEDFORD P | PJM | 222 | 34.5 | 1285 | 6071 | known
275154 | BEDFORD 1M | PJM | 222 | 138 | 1277 | 6071 | known
275155 | BEDFORD 2M | PJM | 222 | 138 | 1277 | 6071 | known
275156 | BEDFORD 3M | PJM | 222 | 138 | 1277 | 6071 | known
275157 | BEDFORD 4M | PJM | 222 | 138 | 1277 | 6071 | known
275254 | BEDFORD P1C | PJM | 222 | 34.5 | 1278 | 6071 | known
275255 | BEDFORD P2C | PJM | 222 | 34.5 | 1278 | 6071 | known
275256 | BEDFORD P3C | PJM | 222 | 34.5 | 1278 | 6071 | known
275257 | BEDFORD P4C | PJM | 222 | 34.5 | 1278 | 6071 | known
270664 | BLUE ISL B | PJM | 222 | 345 | 1274 | 6072 | known |  | 41.6377 | -87.6801
270665 | BLUE ISL R | PJM | 222 | 345 | 1274 | 6072 | known |  | 41.6377 | -87.6801
271100 | BLUE ISL B | PJM | 222 | 138 | 1282 | 6072 | known
271101 | BLUE ISL 1R | PJM | 222 | 138 | 1282 | 6072 | known
271103 | BLUE ISL 2R | PJM | 222 | 138 | 1282 | 6072 | known
271647 | HARVEY RT | PJM | 222 | 138 | 1282 | 6072 | known
274163 | BLUE ISL | PJM | 222 | 34.5 | 1282 | 6072 | known
275160 | BLUE ISL 1M | PJM | 222 | 138 | 1277 | 6072 | known
275161 | BLUE ISL 2M | PJM | 222 | 138 | 1277 | 6072 | known
275162 | BLUE ISL 3M | PJM | 222 | 138 | 1277 | 6072 | known
275181 | BLUE ISL 4M | PJM | 222 | 138 | 1277 | 6072 | known
275260 | BLUE ISLA1C | PJM | 222 | 34.5 | 1278 | 6072 | known
275261 | BLUE ISLA2C | PJM | 222 | 34.5 | 1278 | 6072 | known
275262 | BLUE ISLA3C | PJM | 222 | 34.5 | 1278 | 6072 | known
275281 | BLUE ISLA4C | PJM | 222 | 34.5 | 1278 | 6072 | known
270670 | BRAIDWOOD B | PJM | 222 | 345 | 1274 | 6073 | known |  | 41.2308 | -88.2308
270671 | BRAIDWOOD R | PJM | 222 | 345 | 1274 | 6073 | known |  | 41.2308 | -88.2308
274654 | BRAIDWOOD1U | PJM | 222 | 25 | 1276 | 6073 | known
274655 | BRAIDWOOD2U | PJM | 222 | 25 | 1276 | 6073 | known
270674 | BURNHAM B | PJM | 222 | 345 | 1274 | 6074 | known |  | 41.6339 | -87.5455
270675 | BURNHAM 1R | PJM | 222 | 345 | 1274 | 6074 | known |  | 41.6339 | -87.5455
270677 | BURNHAM 0R | PJM | 222 | 345 | 1274 | 6074 | known |  | 41.6339 | -87.5455
271122 | BURNHAM B | PJM | 222 | 138 | 1282 | 6074 | known
271123 | BURNHAM R | PJM | 222 | 138 | 1282 | 6074 | known
275163 | BURNHAM 1M | PJM | 222 | 138 | 1277 | 6074 | known
275164 | BURNHAM 4M | PJM | 222 | 138 | 1277 | 6074 | known
275263 | BURNHAM 1C | PJM | 222 | 36.2 | 1278 | 6074 | known
275264 | BURNHAM 4C | PJM | 222 | 36.2 | 1278 | 6074 | known
270678 | BYRON B | PJM | 222 | 345 | 1274 | 6075 | known |  | 42.075 | -89.2824
270679 | BYRON R | PJM | 222 | 345 | 1274 | 6075 | known |  | 42.075 | -89.2824
274656 | BYRON 1U | PJM | 222 | 25 | 1276 | 6075 | known
274657 | BYRON 2U | PJM | 222 | 25 | 1276 | 6075 | known
270681 | BRIGHTSTK R | PJM | 222 | 345 | 1274 | 6076 | known
270819 | MCLEAN R | PJM | 222 | 345 | 1274 | 6076 | known |  | 40.3106 | -89.169
274394 | BRIGHTSTK | PJM | 222 | 34.5 | 1274 | 6076 | known
274889 | BRIGHTSTK1U | PJM | 222 | 0.69 | 1274 | 6076 | known
270694 | CHERRY VA B | PJM | 222 | 345 | 1274 | 6077 | known |  | 42.2159 | -88.9758
270695 | CHERRY VA R | PJM | 222 | 345 | 1274 | 6077 | known |  | 42.2159 | -88.9758
271192 | CHERRY VA B | PJM | 222 | 138 | 1272 | 6077 | known
271193 | CHERRY VA R | PJM | 222 | 138 | 1272 | 6077 | known
275165 | CHERRY VA1M | PJM | 222 | 138 | 1277 | 6077 | known
275166 | CHERRY VA2M | PJM | 222 | 138 | 1277 | 6077 | known
275167 | CHERRY VA3M | PJM | 222 | 138 | 1277 | 6077 | known
275265 | CHERRY VA1C | PJM | 222 | 34.5 | 1278 | 6077 | known
275266 | CHERRY VA2C | PJM | 222 | 34.5 | 1278 | 6077 | known
275267 | CHERRY VA3C | PJM | 222 | 34.5 | 1278 | 6077 | known
270702 | CRAWFORD B | PJM | 222 | 345 | 1274 | 6078 | known |  | 41.8273 | -87.7272
270703 | CRAWFORD R | PJM | 222 | 345 | 1274 | 6078 | known |  | 41.8273 | -87.7272
271228 | CRAWFORD B | PJM | 222 | 138 | 1270 | 6078 | known
271229 | CRAWFORD R | PJM | 222 | 138 | 1270 | 6078 | known
271230 | CRAWFORD G | PJM | 222 | 138 | 1270 | 6078 | known |  | 41.8273 | -87.7272
271231 | CRAWFORD Y | PJM | 222 | 138 | 1270 | 6078 | known |  | 41.8273 | -87.7272
271236 | CRAWFORD GS | PJM | 222 | 138 | 1270 | 6078 | known |  | 41.8273 | -87.7272
271237 | CRAWFORD YS | PJM | 222 | 138 | 1270 | 6078 | known |  | 41.8273 | -87.7272
273375 | CRAWFORD | PJM | 222 | 12.5 | 1270 | 6078 | known |  | 41.8273 | -87.7272
275169 | CRAWFORD 1M | PJM | 222 | 138 | 1277 | 6078 | known
275171 | CRAWFORD 3M | PJM | 222 | 138 | 1277 | 6078 | known |  | 41.8273 | -87.7272
275172 | CRAWFOD 4M | PJM | 222 | 138 | 1277 | 6078 | known
275269 | CRAWFORD 1C | PJM | 222 | 34.5 | 1278 | 6078 | known
275270 | CRAWFORD 2C | PJM | 222 | 34.5 | 1278 | 6078 | known |  | 41.8273 | -87.7272
275271 | CRAWFORD 3C | PJM | 222 | 34.5 | 1278 | 6078 | known
275272 | CRAWFORD 4C | PJM | 222 | 34.5 | 1278 | 6078 | known
275365 | CRAWFORD 1S | PJM | 222 | 15 | 1278 | 6078 | known |  | 41.8273 | -87.7272
275366 | CRAWFORD 2S | PJM | 222 | 15 | 1278 | 6078 | known |  | 41.8273 | -87.7272
1001111 | STR_PT_XF_1111 | PJM | 222 | 1 | 1274 | 6078 | known
270704 | LORETTO B | PJM | 222 | 345 | 1274 | 6079 | known |  | 40.8467 | -88.5576
270705 | CAYUGA RIBW | PJM | 222 | 345 | 1274 | 6079 | known
274403 | CAYUGA RI1B | PJM | 222 | 34.5 | 1280 | 6079 | known
274404 | CAYUGA RI2B | PJM | 222 | 34.5 | 1280 | 6079 | known
274863 | CAYUGA RI1U | PJM | 222 | 0.69 | 1280 | 6079 | known
274864 | CAYUGA RI2U | PJM | 222 | 0.69 | 1280 | 6079 | known
270710 | DAVIS CRK B | PJM | 222 | 345 | 1274 | 6080 | known |  | 41.2133 | -87.9056
270711 | DAVIS CRK R | PJM | 222 | 345 | 1274 | 6080 | known |  | 41.2133 | -87.9056
271294 | DAVIS CRK B | PJM | 222 | 138 | 1273 | 6080 | known
271295 | DAVIS CRK R | PJM | 222 | 138 | 1273 | 6080 | known |  | 41.9024 | -87.9052
275173 | DAVIS CRK2M | PJM | 222 | 138 | 1277 | 6080 | known
275174 | DAVIS CRK3M | PJM | 222 | 138 | 1277 | 6080 | known
275273 | DAVIS CRK2C | PJM | 222 | 34.5 | 1278 | 6080 | known
275274 | DAVIS CRK3C | PJM | 222 | 34.5 | 1278 | 6080 | known
275391 | DAVIS CRK4C | PJM | 222 | 34.5 | 1278 | 6080 | known
1001112 | STR_PT_XF_1112 | PJM | 222 | 1 | 1274 | 6080 | known
270712 | DES PL 46 B | PJM | 222 | 345 | 1274 | 6081 | known |  | 42.0517 | -87.8971
270713 | DES PL 46 R | PJM | 222 | 345 | 1274 | 6081 | known |  | 42.0517 | -87.8971
270714 | DES PL 46BT | PJM | 222 | 345 | 1274 | 6081 | known |  | 42.0618 | -87.9251
270715 | DES PL 46RT | PJM | 222 | 345 | 1274 | 6081 | known |  | 42.0618 | -87.9251
271318 | DES PL 46 B | PJM | 222 | 138 | 1271 | 6081 | known
271319 | DES PL 46 R | PJM | 222 | 138 | 1271 | 6081 | known
271320 | DES PL 467I | PJM | 222 | 138 | 1271 | 6081 | known
274178 | DES PL 46 | PJM | 222 | 34.5 | 1271 | 6081 | known
275176 | DES PL 462M | PJM | 222 | 138 | 1277 | 6081 | known
275177 | DES PL 463M | PJM | 222 | 138 | 1277 | 6081 | known
275178 | DES PL 464M | PJM | 222 | 138 | 1277 | 6081 | known
275275 | DES PL 461C | PJM | 222 | 34.5 | 1278 | 6081 | known
275276 | DES PL 462C | PJM | 222 | 34.5 | 1278 | 6081 | known
275277 | DES PL 463C | PJM | 222 | 34.5 | 1278 | 6081 | known
275278 | DES PL 464C | PJM | 222 | 34.5 | 1278 | 6081 | known
1001113 | STR_PT_XF_1113 | PJM | 222 | 1 | 1274 | 6081 | known
270716 | DRESDEN B | PJM | 222 | 345 | 1274 | 6082 | known |  | 41.3932 | -88.2732
270717 | DRESDEN R | PJM | 222 | 345 | 1274 | 6082 | known |  | 41.3932 | -88.2732
271336 | DRESDEN B | PJM | 222 | 138 | 1273 | 6082 | known
271337 | DRESDEN R | PJM | 222 | 138 | 1273 | 6082 | known
274658 | DRESDEN 2U | PJM | 222 | 18 | 1276 | 6082 | known
274659 | DRESDEN 3U | PJM | 222 | 18 | 1276 | 6082 | known
275179 | DRESDEN 1M | PJM | 222 | 138 | 1277 | 6082 | known
275180 | DRESDEN 3M | PJM | 222 | 138 | 1277 | 6082 | known
275279 | DRESDEN 1C | PJM | 222 | 34.5 | 1278 | 6082 | known
275280 | DRESDEN 3C | PJM | 222 | 34.5 | 1278 | 6082 | known
270730 | ELECT JCT B | PJM | 222 | 345 | 1274 | 6083 | known |  | 41.7982 | -88.234
270731 | ELECT JCT4R | PJM | 222 | 345 | 1274 | 6083 | known |  | 41.7982 | -88.234
270733 | ELECT JCT3R | PJM | 222 | 345 | 1274 | 6083 | known |  | 41.7982 | -88.234
271390 | ELECT JCT B | PJM | 222 | 138 | 1284 | 6083 | known |  | 41.7982 | -88.2339
271391 | ELECT JCT3R | PJM | 222 | 138 | 1284 | 6083 | known
271393 | ELECT JCT4R | PJM | 222 | 138 | 1284 | 6083 | known
272076 | ESS W600 7T | PJM | 222 | 138 | 1284 | 6083 | known
272724 | WARRENVILBT | PJM | 222 | 138 | 1284 | 6083 | known
275182 | ELECT JCT1M | PJM | 222 | 138 | 1277 | 6083 | known
275183 | ELECT JCT3M | PJM | 222 | 138 | 1277 | 6083 | known
275184 | ELECT JCT4M | PJM | 222 | 138 | 1277 | 6083 | known
275239 | ELECT JCT2M | PJM | 222 | 138 | 1277 | 6083 | known
275282 | ELECT JCT1C | PJM | 222 | 34.5 | 1278 | 6083 | known
275283 | ELECT JCT3C | PJM | 222 | 34.5 | 1278 | 6083 | known
275284 | ELECT JCT4C | PJM | 222 | 34.5 | 1278 | 6083 | known
275339 | ELECT JCT2C | PJM | 222 | 34.5 | 1278 | 6083 | known
270734 | ELMHURST B | PJM | 222 | 345 | 1274 | 6084 | known
270735 | ELMHURST R | PJM | 222 | 345 | 1274 | 6084 | known |  | 41.8993 | -87.9394
271404 | ELMHURST B | PJM | 222 | 138 | 1271 | 6084 | known
271405 | ELMHURST R | PJM | 222 | 138 | 1271 | 6084 | known |  | 41.8993 | -87.9394
271406 | ELMHURST 3I | PJM | 222 | 138 | 1281 | 6084 | known |  | 41.8993 | -87.9394
271407 | ELMHURST 0I | PJM | 222 | 138 | 1281 | 6084 | known |  | 41.8993 | -87.9394
272126 | ESS D787 B | PJM | 222 | 138 | 1283 | 6084 | known
272127 | ESS D787 R | PJM | 222 | 138 | 1283 | 6084 | known
275185 | ELMHURST 1M | PJM | 222 | 138 | 1277 | 6084 | known
275186 | ELMHURST 3M | PJM | 222 | 138 | 1277 | 6084 | known
275285 | ELMHURST 1C | PJM | 222 | 34.5 | 1278 | 6084 | known
275286 | ELMHURST 3C | PJM | 222 | 34.5 | 1278 | 6084 | known
275287 | ELMHURST 4C | PJM | 222 | 34.5 | 1278 | 6084 | known
275358 | ELMHURST 2V | PJM | 222 | 15 | 1276 | 6084 | known
275359 | ELMHURST 1V | PJM | 222 | 15 | 1276 | 6084 | known
1001115 | STR_PT_XF_1115 | PJM | 222 | 1 | 1274 | 6084 | known
270738 | FISK B | PJM | 222 | 345 | 1274 | 6085 | known |  | 41.8507 | -87.6562
270739 | FISK R | PJM | 222 | 345 | 1274 | 6085 | known |  | 41.8507 | -87.6562
271462 | FISK B | PJM | 222 | 138 | 1270 | 6085 | known
271463 | FISK R | PJM | 222 | 138 | 1270 | 6085 | known
271466 | FISK 1I | PJM | 222 | 138 | 1270 | 6085 | known
271467 | FISK 0I | PJM | 222 | 138 | 1270 | 6085 | known
273152 | FISK B | PJM | 222 | 12.5 | 1270 | 6085 | known
273153 | FISK R | PJM | 222 | 12.5 | 1270 | 6085 | known
274826 | FISK BP | PJM | 222 | 12.5 | 1275 | 6085 | known
274827 | FISK RP | PJM | 222 | 12.5 | 1275 | 6085 | known
275335 | FISK 2C | PJM | 222 | 34.5 | 1278 | 6085 | known
1001116 | STR_PT_XF_1116 | PJM | 222 | 1 | 1274 | 6085 | known
1001133 | STR_PT_XF_1133 | PJM | 222 | 1 | 1270 | 6085 | known
270764 | GOLF MILL B | PJM | 222 | 345 | 1274 | 6086 | known |  | 42.0605 | -87.8399
271562 | GOLF MILL B | PJM | 222 | 138 | 1271 | 6086 | known
275189 | GOLF MILL2M | PJM | 222 | 138 | 1277 | 6086 | known
275289 | GOLF MILL2C | PJM | 222 | 34.5 | 1278 | 6086 | known
270765 | GOLF MILL R | PJM | 222 | 345 | 1274 | 6087 | known |  | 42.0605 | -87.8399
271563 | GOLF MILL R | PJM | 222 | 138 | 1271 | 6087 | known
275188 | GOLF MILL1M | PJM | 222 | 138 | 1277 | 6087 | known
275288 | GOLF MILL1C | PJM | 222 | 34.5 | 1278 | 6087 | known
270766 | GOODINGS 3B | PJM | 222 | 345 | 1274 | 6088 | known |  | 41.625 | -87.9319
270767 | GOODINGS 1R | PJM | 222 | 345 | 1274 | 6088 | known |  | 41.625 | -87.9319
270769 | GOODINGS 2R | PJM | 222 | 345 | 1274 | 6088 | known |  | 41.625 | -87.9319
270770 | GOODINGS 4B | PJM | 222 | 345 | 1274 | 6088 | known |  | 41.625 | -87.9319
271564 | GOODINGS B | PJM | 222 | 138 | 1273 | 6088 | known
271565 | GOODINGS R | PJM | 222 | 138 | 1273 | 6088 | known
275190 | GOODINGS 3M | PJM | 222 | 138 | 1277 | 6088 | known
275240 | GOODINGS 1M | PJM | 222 | 138 | 1277 | 6088 | known
275290 | GOODINGS 3C | PJM | 222 | 34.5 | 1278 | 6088 | known
275324 | GOODINGS 2C | PJM | 222 | 34.5 | 1278 | 6088 | known
275340 | GOODINGS 1C | PJM | 222 | 34.5 | 1278 | 6088 | known
275368 | GOODINGS 4C | PJM | 222 | 34.5 | 1278 | 6088 | known
1001117 | STR_PT_XF_1117 | PJM | 222 | 1 | 1274 | 6088 | known
1001118 | STR_PT_XF_1118 | PJM | 222 | 1 | 1274 | 6088 | known
270780 | ITASCA B | PJM | 222 | 345 | 1274 | 6089 | known |  | 42.0062 | -88.0631
270781 | ITASCA R | PJM | 222 | 345 | 1274 | 6089 | known |  | 42.0062 | -88.0631
271734 | ITASCA B | PJM | 222 | 138 | 1271 | 6089 | known
271735 | ITASCA R | PJM | 222 | 138 | 1271 | 6089 | known
275191 | ITASCA 2M | PJM | 222 | 138 | 1277 | 6089 | known
275291 | ITASCA 2C | PJM | 222 | 34.5 | 1278 | 6089 | known
275292 | ITASCA 1C | PJM | 222 | 34.5 | 1278 | 6089 | known
1001119 | STR_PT_XF_1119 | PJM | 222 | 1 | 1274 | 6089 | known
270788 | JOLIET 29 B | PJM | 222 | 345 | 1274 | 6090 | unknown |  |  |  | 41.6301 | -88.0957 | 13901 | 41.6301 | -88.0957 | 13901
270789 | JOLIET 29 R | PJM | 222 | 345 | 1274 | 6090 | unknown |  |  |  | 41.6301 | -88.0957 | 13901 | 41.6301 | -88.0957 | 13901
274675 | JOLIET 297U | PJM | 222 | 24 | 1276 | 6090 | unknown |  |  |  | 41.6301 | -88.0957 | 13901 | 41.6301 | -88.0957 | 13901
274676 | JOLIET 298U | PJM | 222 | 24 | 1276 | 6090 | unknown |  |  |  | 41.6301 | -88.0957 | 13901 | 41.6301 | -88.0957 | 13901
270796 | KINCAID B | PJM | 222 | 345 | 1274 | 6091 | known |  | 39.5928 | -89.4959
270797 | KINCAID R | PJM | 222 | 345 | 1274 | 6091 | known |  | 39.5928 | -89.4959
274650 | KINCAID 1U | PJM | 222 | 20 | 1276 | 6091 | known
274651 | KINCAID 2U | PJM | 222 | 20 | 1276 | 6091 | known
270802 | LASCO STA B | PJM | 222 | 345 | 1274 | 6092 | known |  | 41.2435 | -88.6632
270803 | LASCO STA R | PJM | 222 | 345 | 1274 | 6092 | known |  | 41.2435 | -88.6632
271908 | LASCO STA B | PJM | 222 | 138 | 1273 | 6092 | known |  | 41.2433 | -88.6632
274660 | LASCO STA1U | PJM | 222 | 25 | 1276 | 6092 | known
274661 | LASCO STA2U | PJM | 222 | 25 | 1276 | 6092 | known
270806 | LIBERTYVI B | PJM | 222 | 345 | 1274 | 6093 | known |  | 42.3019 | -87.9793
270807 | LIBERTYVI R | PJM | 222 | 345 | 1274 | 6093 | known |  | 42.3019 | -87.9793
271916 | LIBERTYVI B | PJM | 222 | 138 | 1271 | 6093 | known
271917 | LIBERTYVI R | PJM | 222 | 138 | 1271 | 6093 | known
273230 | LIBERTYVI46 | PJM | 222 | 13.2 | 1271 | 6093 | known
273231 | LIBERTYVI13 | PJM | 222 | 13.2 | 1271 | 6093 | known
275194 | LIBERTYVI1M | PJM | 222 | 138 | 1277 | 6093 | known
275294 | LIBERTYVI1C | PJM | 222 | 34.5 | 1278 | 6093 | known
275295 | LIBERTYVI3C | PJM | 222 | 34.5 | 1278 | 6093 | known
270808 | LISLE B | PJM | 222 | 345 | 1274 | 6094 | known |  | 41.816 | -88.0453
270809 | LISLE R | PJM | 222 | 345 | 1274 | 6094 | known |  | 41.816 | -88.0453
271918 | LISLE 1B | PJM | 222 | 138 | 1285 | 6094 | known
271919 | LISLE 3T | PJM | 222 | 138 | 1285 | 6094 | known
271920 | LISLE 2B | PJM | 222 | 138 | 1285 | 6094 | known
271921 | LISLE R | PJM | 222 | 138 | 1285 | 6094 | known |  | 41.8161 | -88.0453
273232 | LISLE 12 | PJM | 222 | 13.2 | 1285 | 6094 | known
273233 | LISLE 3 | PJM | 222 | 13.2 | 1285 | 6094 | known
273234 | LISLE 4 | PJM | 222 | 13.2 | 1285 | 6094 | known
273235 | LISLE 56 | PJM | 222 | 13.2 | 1285 | 6094 | known
274203 | LISLE | PJM | 222 | 34.5 | 1285 | 6094 | known
275196 | LISLE 3M | PJM | 222 | 138 | 1277 | 6094 | known
275197 | LISLE 2M | PJM | 222 | 138 | 1277 | 6094 | known
275296 | LISLE 3C | PJM | 222 | 34.5 | 1278 | 6094 | known
275297 | LISLE 2C | PJM | 222 | 34.5 | 1278 | 6094 | known
275345 | LISLE 4C | PJM | 222 | 34.5 | 1278 | 6094 | known
275348 | LISLE 1C | PJM | 222 | 34.5 | 1278 | 6094 | known
1001121 | STR_PT_XF_1121 | PJM | 222 | 1 | 1274 | 6094 | known
1001122 | STR_PT_XF_1122 | PJM | 222 | 1 | 1274 | 6094 | known
270812 | LOMBARD B | PJM | 222 | 345 | 1274 | 6095 | known |  | 41.9014 | -88.0479
270813 | LOMBARD R | PJM | 222 | 345 | 1274 | 6095 | known |  | 41.9014 | -88.0479
271922 | LOMBARD B | PJM | 222 | 138 | 1271 | 6095 | known
271923 | LOMBARD R | PJM | 222 | 138 | 1271 | 6095 | known
271924 | LOMBARD 6B | PJM | 222 | 138 | 1271 | 6095 | known
271925 | LOMBARD 2R | PJM | 222 | 138 | 1271 | 6095 | known
272254 | PL HILL BT | PJM | 222 | 138 | 1271 | 6095 | known
273236 | LOMBARD 13 | PJM | 222 | 13.2 | 1271 | 6095 | known
273237 | LOMBARD 46 | PJM | 222 | 13.2 | 1271 | 6095 | known
274204 | LOMBARD B | PJM | 222 | 34.5 | 1271 | 6095 | known
274205 | LOMBARD R | PJM | 222 | 34.5 | 1271 | 6095 | known
275198 | LOMBARD 2M | PJM | 222 | 138 | 1277 | 6095 | known
275199 | LOMBARD 4M | PJM | 222 | 138 | 1277 | 6095 | known
275298 | LOMBARD 2C | PJM | 222 | 34.5 | 1278 | 6095 | known
275299 | LOMBARD 4C | PJM | 222 | 34.5 | 1278 | 6095 | known
270820 | MCCOOK B | PJM | 222 | 345 | 1274 | 6096 | known
270821 | MCCOOK R | PJM | 222 | 345 | 1274 | 6096 | known
271988 | MCCOOK B | PJM | 222 | 138 | 1285 | 6096 | known |  | 41.8022 | -87.8233
271989 | MCCOOK R | PJM | 222 | 138 | 1285 | 6096 | known
274215 | MCCOOK | PJM | 222 | 34.5 | 1285 | 6096 | known
275201 | MCCOOK 2M | PJM | 222 | 138 | 1277 | 6096 | known
275202 | MCCOOK 4M | PJM | 222 | 138 | 1277 | 6096 | known
275301 | MCCOOK 2C | PJM | 222 | 34.5 | 1278 | 6096 | known
275302 | MCCOOK 4C | PJM | 222 | 34.5 | 1278 | 6096 | known
270822 | MOLECREEK B | PJM | 222 | 345 | 1274 | 6097 | known |  | 40.8344 | -89.0461
274454 | MINONK 1 | PJM | 222 | 34.5 | 1280 | 6097 | known
270828 | NELSON B | PJM | 222 | 345 | 1274 | 6098 | known |  | 41.7606 | -89.6093
272094 | NELSON B | PJM | 222 | 138 | 1272 | 6098 | known
272095 | NELSON R | PJM | 222 | 138 | 1272 | 6098 | known |  | 41.7605 | -89.6093
275203 | NELSON 2M | PJM | 222 | 138 | 1277 | 6098 | known
275204 | NELSON 4M | PJM | 222 | 138 | 1277 | 6098 | known
275303 | NELSON 2C | PJM | 222 | 34.5 | 1278 | 6098 | known
275304 | NELSON 4C | PJM | 222 | 34.5 | 1278 | 6098 | known
275341 | NELSON 1C | PJM | 222 | 34.5 | 1278 | 6098 | known
1001123 | STR_PT_XF_1123 | PJM | 222 | 1 | 1274 | 6098 | known
270830 | NBROOK159 B | PJM | 222 | 345 | 1274 | 6099 | known |  | 42.1344 | -87.81
270831 | NBROOK159 R | PJM | 222 | 345 | 1274 | 6099 | known |  | 42.1344 | -87.81
272120 | NBROOK159 B | PJM | 222 | 138 | 1271 | 6099 | known
272121 | NBROOK159 R | PJM | 222 | 138 | 1271 | 6099 | known
272122 | NBROOK212 B | PJM | 222 | 138 | 1271 | 6099 | known
272123 | NBROOK212 R | PJM | 222 | 138 | 1271 | 6099 | known
273272 | NBROOK21246 | PJM | 222 | 13.2 | 1271 | 6099 | known
273273 | NBROOK21213 | PJM | 222 | 13.2 | 1271 | 6099 | known
275205 | NBROOK1591M | PJM | 222 | 138 | 1277 | 6099 | known
275206 | NBROOK1592M | PJM | 222 | 138 | 1277 | 6099 | known
275305 | NBROOK1591C | PJM | 222 | 34.5 | 1278 | 6099 | known
275306 | NBROOK1592C | PJM | 222 | 34.5 | 1278 | 6099 | known
270827 | NEVADA R | PJM | 222 | 345 | 1274 | 6100 | known |  | 41.1434 | -88.5877
270839 | OTTER CRK R | PJM | 222 | 345 | 1274 | 6100 | known
274392 | OTTER CRK R | PJM | 222 | 34.5 | 1274 | 6100 | known
274891 | OTTER CRK1U | PJM | 222 | 0.69 | 1274 | 6100 | known
270852 | PONTIAC B | PJM | 222 | 345 | 1274 | 6101 | known |  | 40.8429 | -88.6027
270853 | PONTIAC R | PJM | 222 | 345 | 1274 | 6101 | known |  | 40.8429 | -88.6027
272260 | PONTIAC B | PJM | 222 | 138 | 1273 | 6101 | known
272261 | PONTIAC R | PJM | 222 | 138 | 1273 | 6101 | known
275210 | PONTIAC 2M | PJM | 222 | 138 | 1277 | 6101 | known
275310 | PONTIAC 2C | PJM | 222 | 34.5 | 1278 | 6101 | known
275356 | PONTIAC 1C | PJM | 222 | 34.5 | 1278 | 6101 | known
1001126 | STR_PT_XF_1126 | PJM | 222 | 1 | 1274 | 6101 | known
270854 | POWERTON B | PJM | 222 | 345 | 1274 | 6102 | known |  | 40.5384 | -89.6863
270855 | POWERTON R | PJM | 222 | 345 | 1274 | 6102 | known |  | 40.5384 | -89.6863
274677 | POWERTON 5U | PJM | 222 | 25 | 1276 | 6102 | known
274678 | POWERTON 6U | PJM | 222 | 25 | 1276 | 6102 | known
270856 | P HTS 117 B | PJM | 222 | 345 | 1274 | 6103 | known |  | 42.1297 | -87.9414
270857 | P HTS 117 R | PJM | 222 | 345 | 1274 | 6103 | known |  | 42.1297 | -87.9414
272272 | P HTS 117 B | PJM | 222 | 138 | 1271 | 6103 | known
272273 | P HTS 117 R | PJM | 222 | 138 | 1271 | 6103 | known
275211 | P HTS 1171M | PJM | 222 | 138 | 1277 | 6103 | known
275212 | P HTS 1174M | PJM | 222 | 138 | 1277 | 6103 | known
275311 | P HTS 1171C | PJM | 222 | 34.5 | 1278 | 6103 | known
275312 | P HTS 1174C | PJM | 222 | 34.5 | 1278 | 6103 | known
275360 | P HTS 1172S | PJM | 222 | 15 | 1278 | 6103 | known
275361 | P HTS 1171S | PJM | 222 | 15 | 1278 | 6103 | known
270864 | QUAD 1 3-11 | PJM | 222 | 345 | 1274 | 6104 | known |  | 41.7265 | -90.3068
270866 | QUAD 6-7 | PJM | 222 | 345 | 1274 | 6104 | known |  | 41.7265 | -90.3068
270867 | QUAD 8-10 | PJM | 222 | 345 | 1274 | 6104 | known |  | 41.7265 | -90.3068
274662 | QUAD CITI1U | PJM | 222 | 18 | 1276 | 6104 | known
274663 | QUAD CITI2U | PJM | 222 | 18 | 1276 | 6104 | known
270878 | RADFORD R B | PJM | 222 | 345 | 1274 | 6105 | known |  | 40.0481 | -89.1398
274398 | RADFORD R | PJM | 222 | 34.5 | 1274 | 6105 | known
274880 | RADFORD R1U | PJM | 222 | 0.69 | 1280 | 6105 | known
270883 | SILVER LK R | PJM | 222 | 345 | 1274 | 6106 | known |  | 42.2551 | -88.2511
272464 | SILVER LK B | PJM | 222 | 138 | 1284 | 6106 | known
272465 | SILVER LK R | PJM | 222 | 138 | 1284 | 6106 | known
275213 | SILVER LK2M | PJM | 222 | 138 | 1277 | 6106 | known
275214 | SILVER LK3M | PJM | 222 | 138 | 1277 | 6106 | known
275313 | SILVER LK2C | PJM | 222 | 34.5 | 1278 | 6106 | known
275314 | SILVER LK3C | PJM | 222 | 34.5 | 1278 | 6106 | known
270884 | SKOKIE 88 B | PJM | 222 | 345 | 1274 | 6107 | known |  | 42.0632 | -87.7707
270885 | SKOKIE 88 R | PJM | 222 | 345 | 1274 | 6107 | known |  | 42.0632 | -87.7707
272478 | SKOKIE 88 B | PJM | 222 | 138 | 1271 | 6107 | known
272479 | SKOKIE 88 R | PJM | 222 | 138 | 1271 | 6107 | known
275215 | SKOKIE 881M | PJM | 222 | 138 | 1277 | 6107 | known
275216 | SKOKIE 882M | PJM | 222 | 138 | 1277 | 6107 | known
275217 | SKOKIE 883M | PJM | 222 | 138 | 1277 | 6107 | known
275218 | SKOKIE 884M | PJM | 222 | 138 | 1277 | 6107 | known
275315 | SKOKIE 881C | PJM | 222 | 34.5 | 1278 | 6107 | known
275316 | SKOKIE 882C | PJM | 222 | 34.5 | 1278 | 6107 | known
275317 | SKOKIE 883C | PJM | 222 | 34.5 | 1278 | 6107 | known
275318 | SKOKIE 884C | PJM | 222 | 34.5 | 1278 | 6107 | known
270888 | STATELINE B | PJM | 222 | 345 | 1274 | 6108 | known |  | 41.7045 | -87.5159
270889 | STATELINE R | PJM | 222 | 345 | 1274 | 6108 | known |  | 41.7045 | -87.5159
272502 | STATELINE B | PJM | 222 | 138 | 1270 | 6108 | known |  | 41.7045 | -87.5159
272503 | STATELINE R | PJM | 222 | 138 | 1270 | 6108 | known |  | 41.7045 | -87.5159
272504 | STATELINE3B | PJM | 222 | 138 | 1270 | 6108 | known |  | 41.7045 | -87.5159
272506 | STATELINE2S | PJM | 222 | 138 | 1270 | 6108 | known |  | 41.7045 | -87.5159
272507 | STATELINE5S | PJM | 222 | 138 | 1270 | 6108 | known |  | 41.7045 | -87.5159
275319 | STATELINE1C | PJM | 222 | 34.5 | 1278 | 6108 | known |  | 41.7045 | -87.5159
1001127 | STR_PT_XF_1127 | PJM | 222 | 1 | 1274 | 6108 | known
270898 | TAYLOR B | PJM | 222 | 345 | 1274 | 6109 | known |  | 41.8713 | -87.6368
270899 | TAYLOR R | PJM | 222 | 345 | 1274 | 6109 | known |  | 41.8713 | -87.6368
272586 | TAYLOR B | PJM | 222 | 138 | 1270 | 6109 | known
272587 | TAYLOR R | PJM | 222 | 138 | 1270 | 6109 | known
275221 | TAYLOR 1M | PJM | 222 | 138 | 1277 | 6109 | known
275222 | TAYLOR 2M | PJM | 222 | 138 | 1277 | 6109 | known
275321 | TAYLOR 1C | PJM | 222 | 34.5 | 1278 | 6109 | known
275322 | TAYLOR 2C | PJM | 222 | 34.5 | 1278 | 6109 | known
270900 | TOLLWAY B | PJM | 222 | 345 | 1274 | 6110 | known |  | 42.0639 | -88.2402
272600 | TOLLWAY B | PJM | 222 | 138 | 1284 | 6110 | known
272601 | TOLLWAY R | PJM | 222 | 138 | 1284 | 6110 | known
275225 | TOLLWAY 3M | PJM | 222 | 138 | 1277 | 6110 | known
275325 | TOLLWAY 3C | PJM | 222 | 34.5 | 1278 | 6110 | known
270902 | TWINGROVEP1 | PJM | 222 | 345 | 1274 | 6111 | known |  | 40.4581 | -88.7014
274446 | TWINGROVE1 | PJM | 222 | 34.5 | 1280 | 6111 | known
270903 | TWINGROVEP2 | PJM | 222 | 345 | 1274 | 6112 | unknown |  |  |  | 40.4592 | -88.7028 | 6248 | 40.4592 | -88.7028 | 6248
274447 | TWINGROVE2 | PJM | 222 | 34.5 | 1280 | 6112 | unknown |  |  |  | 40.4592 | -88.7028 | 6248 | 40.4592 | -88.7028 | 6248
270790 | KATYDID B | PJM | 222 | 345 | 1274 | 6113 | known |  | 41.0776 | -88.689
270904 | TOP CROP P1 | PJM | 222 | 345 | 1274 | 6113 | known |  | 41.07 | -88.6786
274406 | TOP CROP P1 | PJM | 222 | 34.5 | 1280 | 6113 | known
270905 | TOP CROP P2 | PJM | 222 | 345 | 1274 | 6114 | unknown |  |  |  | 41.0701 | -88.6787 | 6256 | 41.0701 | -88.6787 | 6256
274407 | TOP CROP P2 | PJM | 222 | 34.5 | 1280 | 6114 | unknown |  |  |  | 41.0701 | -88.6787 | 6256 | 41.0701 | -88.6787 | 6256
270916 | WAYNE B | PJM | 222 | 345 | 1274 | 6115 | known |  | 41.9505 | -88.2405
270917 | WAYNE R | PJM | 222 | 345 | 1274 | 6115 | known |  | 41.9505 | -88.2405
272486 | S ELGIN BT | PJM | 222 | 138 | 1284 | 6115 | known
272487 | S ELGIN RT | PJM | 222 | 138 | 1284 | 6115 | known
272740 | WAYNE B | PJM | 222 | 138 | 1284 | 6115 | known
272741 | WAYNE R | PJM | 222 | 138 | 1284 | 6115 | known
275228 | WAYNE 1M | PJM | 222 | 138 | 1277 | 6115 | known
275229 | WAYNE 4M | PJM | 222 | 138 | 1277 | 6115 | known
275328 | WAYNE 1C | PJM | 222 | 34.5 | 1278 | 6115 | known
275329 | WAYNE 4C | PJM | 222 | 34.5 | 1278 | 6115 | known
270918 | WEMPLETOW B | PJM | 222 | 345 | 1274 | 6116 | known |  | 42.3427 | -89.1927
270919 | WEMPLETOW R | PJM | 222 | 345 | 1274 | 6116 | known
272746 | WEMPLETOW B | PJM | 222 | 138 | 1272 | 6116 | known
272747 | WEMPLETOW R | PJM | 222 | 138 | 1272 | 6116 | known
275231 | WEMPLETOW4M | PJM | 222 | 138 | 1277 | 6116 | known
275331 | WEMPLETOW4C | PJM | 222 | 34.5 | 1278 | 6116 | known
270956 | ESS A429 8B | PJM | 222 | 138 | 1283 | 6117 | unknown
270957 | ESS A429 4R | PJM | 222 | 138 | 1283 | 6117 | unknown
273165 | ESS A429 13 | PJM | 222 | 13.2 | 1271 | 6117 | unknown
273166 | ESS A429 46 | PJM | 222 | 13.2 | 1271 | 6117 | unknown
270958 | ESS 1A431 B | PJM | 222 | 138 | 1283 | 6118 | unknown
270959 | ESS 1A431 R | PJM | 222 | 138 | 1283 | 6118 | unknown
273163 | A431-2 | PJM | 222 | 13.2 | 1283 | 6118 | unknown
273164 | A431-1 | PJM | 222 | 13.2 | 1283 | 6118 | unknown
270978 | ALPINE B | PJM | 222 | 138 | 1284 | 6119 | unknown | [6 empty] | 42.2159 | -88.9758 | 6077
270979 | ALPINE R | PJM | 222 | 138 | 1284 | 6119 | unknown | [6 empty] | 42.2159 | -88.9758 | 6077
272956 | ALPINE | PJM | 222 | 69 | 1272 | 6119 | unknown | [6 empty] | 42.2159 | -88.9758 | 6077
273167 | ALPINE 13 | PJM | 222 | 13.2 | 1284 | 6119 | unknown | [6 empty] | 42.2159 | -88.9758 | 6077
273168 | ALPINE 45 | PJM | 222 | 13.2 | 1284 | 6119 | unknown | [6 empty] | 42.2159 | -88.9758 | 6077
270982 | ALSIP B | PJM | 222 | 138 | 1282 | 6120 | unknown
270983 | ALSIP R | PJM | 222 | 138 | 1282 | 6120 | unknown
273158 | ALSIP 13 | PJM | 222 | 13.2 | 1282 | 6120 | unknown
273159 | ALSIP 46 | PJM | 222 | 13.2 | 1282 | 6120 | unknown
274152 | ALSIP | PJM | 222 | 34.5 | 1282 | 6120 | unknown
270984 | ESS G394 B | PJM | 222 | 138 | 1288 | 6121 | unknown
270985 | ESS G394 R | PJM | 222 | 138 | 1288 | 6121 | unknown
270986 | ESS G394 BT | PJM | 222 | 138 | 1282 | 6121 | unknown
270987 | ESS G394 RT | PJM | 222 | 138 | 1282 | 6121 | unknown
273169 | ESS G394 | PJM | 222 | 13.2 | 1288 | 6121 | unknown
271000 | APTAKISIC B | PJM | 222 | 138 | 1271 | 6122 | unknown | [6 empty] | 42.3019 | -87.9793 | 6093
271001 | APTAKISIC R | PJM | 222 | 138 | 1271 | 6122 | unknown | [6 empty] | 42.3019 | -87.9793 | 6093
273160 | APTAKISIC46 | PJM | 222 | 13.2 | 1271 | 6122 | unknown | [6 empty] | 42.3019 | -87.9793 | 6093
273161 | APTAKISIC13 | PJM | 222 | 13.2 | 1271 | 6122 | unknown | [6 empty] | 42.3019 | -87.9793 | 6093
271008 | ARLINGTON B | PJM | 222 | 138 | 1271 | 6123 | unknown |  |  |  | 42.1297 | -87.9414 | 6103 | 42.1297 | -87.9414 | 6103
271009 | ARLINGTON R | PJM | 222 | 138 | 1271 | 6123 | unknown |  |  |  | 42.1297 | -87.9414 | 6103 | 42.1297 | -87.9414 | 6103
273354 | ARLINGTON13 | PJM | 222 | 13.2 | 1271 | 6123 | unknown |  |  |  | 42.1297 | -87.9414 | 6103 | 42.1297 | -87.9414 | 6103
273355 | ARLINGTON46 | PJM | 222 | 13.2 | 1271 | 6123 | unknown |  |  |  | 42.1297 | -87.9414 | 6103 | 42.1297 | -87.9414 | 6103
271058 | BARRINGTO B | PJM | 222 | 138 | 1284 | 6124 | unknown
271059 | BARRINGTO R | PJM | 222 | 138 | 1284 | 6124 | unknown
273358 | BARRINGTO13 | PJM | 222 | 13.2 | 1284 | 6124 | unknown
273359 | BARRINGTO46 | PJM | 222 | 13.2 | 1284 | 6124 | unknown
271062 | BARTLETT B | PJM | 222 | 138 | 1284 | 6125 | unknown
271063 | BARTLETT R | PJM | 222 | 138 | 1284 | 6125 | unknown
273360 | BARTLETT 13 | PJM | 222 | 13.2 | 1284 | 6125 | unknown
273361 | BARTLETT 46 | PJM | 222 | 13.2 | 1284 | 6125 | unknown
271069 | ESS W502 R | PJM | 222 | 138 | 1283 | 6126 | unknown
274151 | ESS W502 R | PJM | 222 | 34.5 | 1283 | 6126 | unknown
271070 | ESS W503 B | PJM | 222 | 138 | 1283 | 6127 | unknown
271071 | ESS W503 R | PJM | 222 | 138 | 1283 | 6127 | unknown
274150 | ESS W503 B | PJM | 222 | 34.5 | 1283 | 6127 | unknown
271076 | BELL ROAD B | PJM | 222 | 138 | 1273 | 6128 | unknown |  |  |  | 41.625 | -87.9319 | 6088 | 41.625 | -87.9319 | 6088
271077 | BELL ROAD R | PJM | 222 | 138 | 1273 | 6128 | unknown |  |  |  | 41.625 | -87.9319 | 6088 | 41.625 | -87.9319 | 6088
271078 | BELL ROADBT | PJM | 222 | 138 | 1273 | 6128 | unknown |  |  |  | 41.625 | -87.9319 | 6088 | 41.625 | -87.9319 | 6088
271079 | BELL ROADRT | PJM | 222 | 138 | 1273 | 6128 | unknown |  |  |  | 41.625 | -87.9319 | 6088 | 41.625 | -87.9319 | 6088
273172 | BELL ROAD13 | PJM | 222 | 13.2 | 1273 | 6128 | unknown |  |  |  | 41.625 | -87.9319 | 6088 | 41.625 | -87.9319 | 6088
273173 | BELL ROAD46 | PJM | 222 | 13.2 | 1273 | 6128 | unknown |  |  |  | 41.625 | -87.9319 | 6088 | 41.625 | -87.9319 | 6088
271080 | BELLWOOD B | PJM | 222 | 138 | 1274 | 6129 | unknown | [8 empty] | 6096
271081 | BELLWOOD R | PJM | 222 | 138 | 1274 | 6129 | unknown | [8 empty] | 6096
273174 | BELLWOOD 13 | PJM | 222 | 13.2 | 1285 | 6129 | unknown | [8 empty] | 6096
273175 | BELLWOOD 46 | PJM | 222 | 13.2 | 1285 | 6129 | unknown | [8 empty] | 6096
274160 | BELLWOOD 34 | PJM | 222 | 34.5 | 1285 | 6129 | unknown | [8 empty] | 6096
274161 | BELLWOOD 12 | PJM | 222 | 34.5 | 1285 | 6129 | unknown | [8 empty] | 6096
271082 | BELVIDERE B | PJM | 222 | 138 | 1284 | 6130 | unknown |  |  |  | 42.2159 | -88.9758 | 6077 | 42.2159 | -88.9758 | 6077
271083 | BELVIDERE R | PJM | 222 | 138 | 1284 | 6130 | unknown |  |  |  | 42.2159 | -88.9758 | 6077 | 42.2159 | -88.9758 | 6077
271202 | ESS B465 BT | PJM | 222 | 138 | 1272 | 6130 | unknown |  |  |  | 42.2159 | -88.9758 | 6077 | 42.2159 | -88.9758 | 6077
274162 | BELVIDERE | PJM | 222 | 34.5 | 1284 | 6130 | unknown |  |  |  | 42.2159 | -88.9758 | 6077 | 42.2159 | -88.9758 | 6077
271088 | BEVERLY B | PJM | 222 | 138 | 1282 | 6131 | unknown
271089 | BEVERLY R | PJM | 222 | 138 | 1282 | 6131 | unknown
273178 | BEVERLY 13 | PJM | 222 | 13.2 | 1282 | 6131 | unknown
273179 | BEVERLY 46 | PJM | 222 | 13.2 | 1282 | 6131 | unknown
271095 | BLACKHAWK R | PJM | 222 | 138 | 1272 | 6132 | unknown
276590 | R-018 | PJM | 222 | 4.16 | 1280 | 6132 | unknown
271108 | BOLINGBRO B | PJM | 222 | 138 | 1285 | 6133 | unknown
271109 | BOLINGBRO R | PJM | 222 | 138 | 1285 | 6133 | unknown
273176 | BOLINGBRO46 | PJM | 222 | 13.2 | 1285 | 6133 | unknown
273177 | BOLINGBRO13 | PJM | 222 | 13.2 | 1285 | 6133 | unknown
271124 | BURR RIDG B | PJM | 222 | 138 | 1285 | 6134 | unknown
271125 | BURR RIDG R | PJM | 222 | 138 | 1285 | 6134 | unknown
273362 | BURR RIDG13 | PJM | 222 | 13.2 | 1285 | 6134 | unknown
273363 | BURR RIDG46 | PJM | 222 | 13.2 | 1285 | 6134 | unknown
271128 | BUSSE B | PJM | 222 | 138 | 1271 | 6135 | unknown |  |  |  | 42.0517 | -87.8971 | 6081 | 42.0517 | -87.8971 | 6081
271129 | BUSSE R | PJM | 222 | 138 | 1271 | 6135 | unknown |  |  |  | 42.0517 | -87.8971 | 6081 | 42.0517 | -87.8971 | 6081
273364 | BUSSE 13 | PJM | 222 | 13.2 | 1271 | 6135 | unknown |  |  |  | 42.0517 | -87.8971 | 6081 | 42.0517 | -87.8971 | 6081
273365 | BUSSE 46 | PJM | 222 | 13.2 | 1271 | 6135 | unknown |  |  |  | 42.0517 | -87.8971 | 6081 | 42.0517 | -87.8971 | 6081
274164 | BUSSE | PJM | 222 | 34.5 | 1271 | 6135 | unknown |  |  |  | 42.0517 | -87.8971 | 6081 | 42.0517 | -87.8971 | 6081
271134 | BISHOP HL | PJM | 222 | 138 | 1287 | 6136 | unknown |  |  |  | 41.2643 | -89.8755 | 7668 | 41.2643 | -89.8755 | 7668
274452 | BISHOP HL 1 | PJM | 222 | 34.5 | 1287 | 6136 | unknown |  |  |  | 41.2643 | -89.8755 | 7668 | 41.2643 | -89.8755 | 7668
274453 | BISHOP HL 2 | PJM | 222 | 34.5 | 1287 | 6136 | unknown |  |  |  | 41.2643 | -89.8755 | 7668 | 41.2643 | -89.8755 | 7668
271172 | CALUMET B | PJM | 222 | 138 | 1282 | 6137 | unknown |  |  |  | 41.7045 | -87.5159 | 6108 | 41.7045 | -87.5159 | 6108
272968 | CALUMET 5B | PJM | 222 | 69 | 1270 | 6137 | unknown |  |  |  | 41.7045 | -87.5159 | 6108 | 41.7045 | -87.5159 | 6108
274786 | SE CHICAGBP | PJM | 222 | 138 | 1280 | 6137 | unknown |  |  |  | 41.7045 | -87.5159 | 6108 | 41.7045 | -87.5159 | 6108
274788 | SE CHICAG5U | PJM | 222 | 13.8 | 1280 | 6137 | unknown |  |  |  | 41.7045 | -87.5159 | 6108 | 41.7045 | -87.5159 | 6108
274789 | SE CHICAG6U | PJM | 222 | 13.8 | 1280 | 6137 | unknown |  |  |  | 41.7045 | -87.5159 | 6108 | 41.7045 | -87.5159 | 6108
274790 | SE CHICAG7U | PJM | 222 | 13.8 | 1280 | 6137 | unknown |  |  |  | 41.7045 | -87.5159 | 6108 | 41.7045 | -87.5159 | 6108
274791 | SE CHICAG8U | PJM | 222 | 13.8 | 1280 | 6137 | unknown |  |  |  | 41.7045 | -87.5159 | 6108 | 41.7045 | -87.5159 | 6108
271173 | CALUMET R | PJM | 222 | 138 | 1282 | 6138 | known |  | 41.716 | -87.5478
272969 | CALUMET 3R | PJM | 222 | 69 | 1270 | 6138 | known
272970 | CALUMET 4R | PJM | 222 | 69 | 1270 | 6138 | known
274787 | SE CHICAGRP | PJM | 222 | 138 | 1280 | 6138 | known
274792 | SE CHICAG9U | PJM | 222 | 13.8 | 1280 | 6138 | known
274793 | SE CHICAG0U | PJM | 222 | 13.8 | 1280 | 6138 | known
274794 | SE CHICAG1U | PJM | 222 | 13.8 | 1280 | 6138 | known
274795 | SE CHICAG2U | PJM | 222 | 13.8 | 1280 | 6138 | known
271177 | CAMPGROVE R | PJM | 222 | 138 | 1273 | 6139 | unknown
274442 | CAMPGROVER | PJM | 222 | 34.5 | 1280 | 6139 | unknown
271182 | ESS W507 B | PJM | 222 | 138 | 1283 | 6140 | unknown
271183 | ESS W507 R | PJM | 222 | 138 | 1283 | 6140 | unknown
272024 | MONTGOMER B | PJM | 222 | 138 | 1284 | 6140 | unknown
272025 | MONTGOMER R | PJM | 222 | 138 | 1284 | 6140 | unknown
272026 | MONTGOMERBT | PJM | 222 | 138 | 1284 | 6140 | unknown
272027 | MONTGOMERRT | PJM | 222 | 138 | 1284 | 6140 | unknown
273367 | ESS W507 | PJM | 222 | 13.2 | 1283 | 6140 | unknown
274217 | MONTGOMER | PJM | 222 | 34.5 | 1284 | 6140 | unknown
271194 | CHI HGTS B | PJM | 222 | 138 | 1282 | 6141 | unknown
271195 | CHI HGTS R | PJM | 222 | 138 | 1282 | 6141 | unknown
271196 | CHI HGTS BT | PJM | 222 | 138 | 1282 | 6141 | unknown
271197 | CHI HGTS RT | PJM | 222 | 138 | 1282 | 6141 | unknown
274170 | CHI HGTS B | PJM | 222 | 34.5 | 1282 | 6141 | unknown
274171 | CHI HGTS R | PJM | 222 | 34.5 | 1282 | 6141 | unknown
271200 | ESS B465 B | PJM | 222 | 138 | 1286 | 6142 | unknown | [6 empty] | 42.2159 | -88.9758 | 6077
271201 | ESS B465 R | PJM | 222 | 138 | 1286 | 6142 | unknown | [6 empty] | 42.2159 | -88.9758 | 6077
273368 | ESS B465 | PJM | 222 | 13.2 | 1286 | 6142 | unknown | [6 empty] | 42.2159 | -88.9758 | 6077
271206 | ESS J332 1B | PJM | 222 | 138 | 1288 | 6143 | unknown
271207 | ESS J332 1R | PJM | 222 | 138 | 1288 | 6143 | unknown
271212 | ESS J332 B | PJM | 222 | 138 | 1273 | 6143 | unknown
271213 | ESS J332 R | PJM | 222 | 138 | 1273 | 6143 | unknown
273369 | ESS J332 1 | PJM | 222 | 13.2 | 1288 | 6143 | unknown
271208 | ESS J332 2B | PJM | 222 | 138 | 1288 | 6144 | unknown
271209 | ESS J332 2R | PJM | 222 | 138 | 1288 | 6144 | unknown
273370 | ESS J332 2 | PJM | 222 | 13.2 | 1288 | 6144 | unknown
271214 | CLEARING B | PJM | 222 | 138 | 1285 | 6145 | unknown
271215 | CLEARING R | PJM | 222 | 138 | 1285 | 6145 | unknown
273371 | CLEARING 13 | PJM | 222 | 13.2 | 1285 | 6145 | unknown
273372 | CLEARING 46 | PJM | 222 | 13.2 | 1285 | 6145 | unknown
271218 | CLYBOURN B | PJM | 222 | 138 | 1270 | 6146 | unknown |  |  |  | 41.9012 | -87.654 | 11095 | 41.9012 | -87.654 | 11095
271219 | CLYBOURN 0R | PJM | 222 | 138 | 1270 | 6146 | unknown |  |  |  | 41.9012 | -87.654 | 11095 | 41.9012 | -87.654 | 11095
271221 | CLYBOURN 9R | PJM | 222 | 138 | 1270 | 6146 | unknown |  |  |  | 41.9012 | -87.654 | 11095 | 41.9012 | -87.654 | 11095
273373 | CLYBOURN 14 | PJM | 222 | 12.5 | 1270 | 6146 | unknown |  |  |  | 41.9012 | -87.654 | 11095 | 41.9012 | -87.654 | 11095
273374 | CLYBOURN 58 | PJM | 222 | 12.5 | 1270 | 6146 | unknown |  |  |  | 41.9012 | -87.654 | 11095 | 41.9012 | -87.654 | 11095
271224 | CC HILLS B | PJM | 222 | 138 | 1273 | 6147 | unknown
271225 | CC HILLS R | PJM | 222 | 138 | 1273 | 6147 | unknown
273184 | CC HILLS 13 | PJM | 222 | 13.2 | 1273 | 6147 | unknown
273185 | CC HILLS 46 | PJM | 222 | 13.2 | 1273 | 6147 | unknown
271241 | CRESCENT R | PJM | 222 | 138 | 1273 | 6148 | known |  | 41.3812 | -89.4669
272015 | PROVIDENC R | PJM | 222 | 138 | 1273 | 6148 | known
274443 | CRESCENT 1 | PJM | 222 | 34.5 | 1280 | 6148 | known
274445 | PROVIDENCR | PJM | 222 | 34.5 | 1280 | 6148 | known
271242 | CRESTWOOD6B | PJM | 222 | 138 | 1282 | 6149 | unknown |  |  |  | 41.6377 | -87.6801 | 6072 | 41.6377 | -87.6801 | 6072
271243 | CRESTWOOD5R | PJM | 222 | 138 | 1282 | 6149 | unknown |  |  |  | 41.6377 | -87.6801 | 6072 | 41.6377 | -87.6801 | 6072
271252 | CRESTWOOD9B | PJM | 222 | 138 | 1282 | 6149 | unknown |  |  |  | 41.6377 | -87.6801 | 6072 | 41.6377 | -87.6801 | 6072
271253 | CRESTWOOD3R | PJM | 222 | 138 | 1282 | 6149 | unknown |  |  |  | 41.6377 | -87.6801 | 6072 | 41.6377 | -87.6801 | 6072
273186 | CRESTWOOD12 | PJM | 222 | 13.2 | 1282 | 6149 | unknown |  |  |  | 41.6377 | -87.6801 | 6072 | 41.6377 | -87.6801 | 6072
273187 | CRESTWOOD 3 | PJM | 222 | 13.2 | 1282 | 6149 | unknown |  |  |  | 41.6377 | -87.6801 | 6072 | 41.6377 | -87.6801 | 6072
273188 | CRESTWOOD 4 | PJM | 222 | 13.2 | 1282 | 6149 | unknown |  |  |  | 41.6377 | -87.6801 | 6072 | 41.6377 | -87.6801 | 6072
273189 | CRESTWOOD56 | PJM | 222 | 13.2 | 1282 | 6149 | unknown |  |  |  | 41.6377 | -87.6801 | 6072 | 41.6377 | -87.6801 | 6072
271250 | CRYSTAL L B | PJM | 222 | 138 | 1284 | 6150 | unknown |  |  |  | 42.2551 | -88.2511 | 6106 | 42.2551 | -88.2511 | 6106
271251 | CRYSTAL L R | PJM | 222 | 138 | 1284 | 6150 | unknown |  |  |  | 42.2551 | -88.2511 | 6106 | 42.2551 | -88.2511 | 6106
271257 | CRYSTAL L8R | PJM | 222 | 138 | 1284 | 6150 | unknown |  |  |  | 42.2551 | -88.2511 | 6106 | 42.2551 | -88.2511 | 6106
273182 | CRYSTAL L46 | PJM | 222 | 13.2 | 1284 | 6150 | unknown |  |  |  | 42.2551 | -88.2511 | 6106 | 42.2551 | -88.2511 | 6106
273183 | CRYSTAL L13 | PJM | 222 | 13.2 | 1284 | 6150 | unknown |  |  |  | 42.2551 | -88.2511 | 6106 | 42.2551 | -88.2511 | 6106
274172 | CRYSTAL L B | PJM | 222 | 34.5 | 1284 | 6150 | unknown |  |  |  | 42.2551 | -88.2511 | 6106 | 42.2551 | -88.2511 | 6106
274173 | CRYSTAL L R | PJM | 222 | 34.5 | 1284 | 6150 | unknown |  |  |  | 42.2551 | -88.2511 | 6106 | 42.2551 | -88.2511 | 6106
271292 | DAMEN B | PJM | 222 | 138 | 1282 | 6151 | unknown
271293 | DAMEN R | PJM | 222 | 138 | 1282 | 6151 | unknown
273192 | DAMEN 25 | PJM | 222 | 13.2 | 1282 | 6151 | unknown
271306 | DEERFIELD B | PJM | 222 | 138 | 1271 | 6152 | unknown
271307 | DEERFIELD R | PJM | 222 | 138 | 1271 | 6152 | unknown
273194 | DEERFIELD46 | PJM | 222 | 13.2 | 1271 | 6152 | unknown
273195 | DEERFIELD13 | PJM | 222 | 13.2 | 1271 | 6152 | unknown
271310 | DEKOVEN G | PJM | 222 | 138 | 1270 | 6153 | unknown |  |  |  | 41.8507 | -87.6562 | 6085 | 41.8507 | -87.6562 | 6085
271311 | DEKOVEN Y | PJM | 222 | 138 | 1270 | 6153 | unknown |  |  |  | 41.8507 | -87.6562 | 6085 | 41.8507 | -87.6562 | 6085
272990 | DEKOVEN G | PJM | 222 | 69 | 1270 | 6153 | unknown |  |  |  | 41.8507 | -87.6562 | 6085 | 41.8507 | -87.6562 | 6085
272991 | DEKOVEN Y | PJM | 222 | 69 | 1270 | 6153 | unknown |  |  |  | 41.8507 | -87.6562 | 6085 | 41.8507 | -87.6562 | 6085
273032 | JEFFERS X7I | PJM | 222 | 69 | 1270 | 6153 | unknown |  |  |  | 41.8507 | -87.6562 | 6085 | 41.8507 | -87.6562 | 6085
273036 | JEFFERS X5I | PJM | 222 | 69 | 1270 | 6153 | unknown |  |  |  | 41.8507 | -87.6562 | 6085 | 41.8507 | -87.6562 | 6085
273037 | JEFFERS Y6I | PJM | 222 | 69 | 1270 | 6153 | unknown |  |  |  | 41.8507 | -87.6562 | 6085 | 41.8507 | -87.6562 | 6085
273038 | JEFFERS Y1I | PJM | 222 | 69 | 1270 | 6153 | unknown |  |  |  | 41.8507 | -87.6562 | 6085 | 41.8507 | -87.6562 | 6085
273043 | JEFFERS X0I | PJM | 222 | 69 | 1270 | 6153 | unknown |  |  |  | 41.8507 | -87.6562 | 6085 | 41.8507 | -87.6562 | 6085
273044 | JEFFERS X3I | PJM | 222 | 69 | 1270 | 6153 | unknown |  |  |  | 41.8507 | -87.6562 | 6085 | 41.8507 | -87.6562 | 6085
271313 | DES PL198 R | PJM | 222 | 138 | 1271 | 6154 | unknown
271314 | DES PL198 B | PJM | 222 | 138 | 1271 | 6154 | unknown
271315 | DES PL1981I | PJM | 222 | 138 | 1271 | 6154 | unknown
273190 | DES PL19813 | PJM | 222 | 13.2 | 1271 | 6154 | unknown
273191 | DES PL19846 | PJM | 222 | 13.2 | 1271 | 6154 | unknown
271321 | DEVON 6R | PJM | 222 | 138 | 1281 | 6155 | known |  | 42.0066 | -87.7356
271322 | DEVON 9B | PJM | 222 | 138 | 1281 | 6155 | known
271323 | DEVON 3R | PJM | 222 | 138 | 1281 | 6155 | known
271324 | DEVON 0B | PJM | 222 | 138 | 1281 | 6155 | known |  | 42.0066 | -87.7356
273196 | DEVON 13 | PJM | 222 | 12.5 | 1281 | 6155 | known
273197 | DEVON 46 | PJM | 222 | 12.5 | 1281 | 6155 | known
271334 | DOWNERS G B | PJM | 222 | 138 | 1285 | 6156 | unknown
271335 | DOWNERS G R | PJM | 222 | 138 | 1285 | 6156 | unknown
273198 | DOWNERS G13 | PJM | 222 | 13.2 | 1285 | 6156 | unknown
273199 | DOWNERS G46 | PJM | 222 | 13.2 | 1285 | 6156 | unknown
271400 | ELGIN B | PJM | 222 | 138 | 1284 | 6157 | unknown | [5 empty] | 6229 |  |  | 6229
271401 | ELGIN R | PJM | 222 | 138 | 1284 | 6157 | unknown | [5 empty] | 6229 |  |  | 6229
273204 | ELGIN 13 | PJM | 222 | 13.2 | 1284 | 6157 | unknown | [5 empty] | 6229 |  |  | 6229
273205 | ELGIN 46 | PJM | 222 | 13.2 | 1284 | 6157 | unknown | [5 empty] | 6229 |  |  | 6229
271412 | EVANSTON B | PJM | 222 | 138 | 1271 | 6158 | unknown
271413 | EVANSTON R | PJM | 222 | 138 | 1271 | 6158 | unknown
273202 | EVANSTON 13 | PJM | 222 | 13.2 | 1271 | 6158 | unknown
273203 | EVANSTON 46 | PJM | 222 | 13.2 | 1271 | 6158 | unknown
274183 | EVANSTON | PJM | 222 | 34.5 | 1271 | 6158 | unknown
271416 | ESS J390 B | PJM | 222 | 138 | 1288 | 6159 | unknown
271417 | ESS J390 R | PJM | 222 | 138 | 1288 | 6159 | unknown
274218 | ESS J390 | PJM | 222 | 34.5 | 1288 | 6159 | unknown
271420 | ECOGROVE B | PJM | 222 | 138 | 1272 | 6160 | unknown |  |  |  | 42.3798 | -89.8223 | 6195 | 42.3798 | -89.8223 | 6195
274449 | ECOGROVE 1 | PJM | 222 | 34.5 | 1280 | 6160 | unknown |  |  |  | 42.3798 | -89.8223 | 6195 | 42.3798 | -89.8223 | 6195
271421 | EASY ROAD B | PJM | 222 | 138 | 1272 | 6161 | unknown | [5 empty] | 6230 |  |  | 6230
274450 | EASY ROAD1 | PJM | 222 | 34.5 | 1280 | 6161 | unknown | [5 empty] | 6230 |  |  | 6230
274451 | EASY ROAD2 | PJM | 222 | 34.5 | 1280 | 6161 | unknown | [5 empty] | 6230 |  |  | 6230
271470 | ESS J305 2B | PJM | 222 | 138 | 1288 | 6162 | unknown
271471 | ESS J305 2R | PJM | 222 | 138 | 1288 | 6162 | unknown
273378 | ESS J305 2 | PJM | 222 | 13.2 | 1288 | 6162 | unknown
271474 | FORD CITY B | PJM | 222 | 138 | 1282 | 6163 | unknown |  |  |  | 41.761 | -87.7658 | 6071 | 41.761 | -87.7658 | 6071
271475 | FORD CITY R | PJM | 222 | 138 | 1282 | 6163 | unknown |  |  |  | 41.761 | -87.7658 | 6071 | 41.761 | -87.7658 | 6071
271476 | FORD CITYBT | PJM | 222 | 138 | 1282 | 6163 | unknown |  |  |  | 41.761 | -87.7658 | 6071 | 41.761 | -87.7658 | 6071
271477 | FORD CITYRT | PJM | 222 | 138 | 1282 | 6163 | unknown |  |  |  | 41.761 | -87.7658 | 6071 | 41.761 | -87.7658 | 6071
273379 | FORD CITY1 | PJM | 222 | 12.5 | 1282 | 6163 | unknown |  |  |  | 41.761 | -87.7658 | 6071 | 41.761 | -87.7658 | 6071
273380 | FORD CITY23 | PJM | 222 | 12.5 | 1282 | 6163 | unknown |  |  |  | 41.761 | -87.7658 | 6071 | 41.761 | -87.7658 | 6071
271483 | FORDAM R | PJM | 222 | 138 | 1272 | 6164 | unknown
273000 | FORDAM B | PJM | 222 | 69 | 1272 | 6164 | unknown
273154 | FORDAM R | PJM | 222 | 12.5 | 1272 | 6164 | unknown
271490 | FRANKL PK B | PJM | 222 | 138 | 1281 | 6165 | known |  | 41.9341 | -87.8929
271491 | FRANKL PK R | PJM | 222 | 138 | 1281 | 6165 | known |  | 41.9341 | -87.8929
271492 | FRANKL PK5S | PJM | 222 | 138 | 1281 | 6165 | known |  | 41.9341 | -87.8929
271493 | FRANKL PK0S | PJM | 222 | 138 | 1281 | 6165 | known |  | 41.9341 | -87.8929
271494 | FREEPORT 2R | PJM | 222 | 138 | 1272 | 6166 | unknown
271495 | FREEPORT 5R | PJM | 222 | 138 | 1272 | 6166 | unknown
274184 | FREEPORT | PJM | 222 | 34.5 | 1272 | 6166 | unknown
271496 | FRONTENAC B | PJM | 222 | 138 | 1284 | 6167 | unknown |  |  |  | 41.6983 | -88.2351 | 11096 | 41.6983 | -88.2351 | 11096
271497 | FRONTENAC R | PJM | 222 | 138 | 1284 | 6167 | unknown |  |  |  | 41.6983 | -88.2351 | 11096 | 41.6983 | -88.2351 | 11096
273206 | FRONTENAC46 | PJM | 222 | 13.2 | 1284 | 6167 | unknown |  |  |  | 41.6983 | -88.2351 | 11096 | 41.6983 | -88.2351 | 11096
273207 | FRONTENAC13 | PJM | 222 | 13.2 | 1284 | 6167 | unknown |  |  |  | 41.6983 | -88.2351 | 11096 | 41.6983 | -88.2351 | 11096
271548 | GILBERTS B | PJM | 222 | 138 | 1272 | 6168 | unknown |  |  |  | 42.0639 | -88.2402 | 6110 | 42.0639 | -88.2402 | 6110
271549 | GILBERTS R | PJM | 222 | 138 | 1272 | 6168 | unknown |  |  |  | 42.0639 | -88.2402 | 6110 | 42.0639 | -88.2402 | 6110
273212 | GILBERTS 13 | PJM | 222 | 13.2 | 1272 | 6168 | unknown |  |  |  | 42.0639 | -88.2402 | 6110 | 42.0639 | -88.2402 | 6110
273213 | GILBERTS 45 | PJM | 222 | 13.2 | 1272 | 6168 | unknown |  |  |  | 42.0639 | -88.2402 | 6110 | 42.0639 | -88.2402 | 6110
271552 | GLENDALE B | PJM | 222 | 138 | 1271 | 6169 | unknown
271553 | GLENDALE R | PJM | 222 | 138 | 1271 | 6169 | unknown
273216 | GLEND HTS13 | PJM | 222 | 13.2 | 1271 | 6169 | unknown
273217 | GLEND HTS46 | PJM | 222 | 13.2 | 1271 | 6169 | unknown
271556 | GLENWOOD B | PJM | 222 | 138 | 1282 | 6170 | unknown
271557 | GLENWOOD R | PJM | 222 | 138 | 1282 | 6170 | unknown
273224 | GLENWOOD 12 | PJM | 222 | 13.2 | 1282 | 6170 | unknown
273225 | GLENWOOD 34 | PJM | 222 | 13.2 | 1282 | 6170 | unknown
271566 | GOOSE LK B | PJM | 222 | 138 | 1273 | 6171 | unknown |  |  |  | 41.3932 | -88.2732 | 6082 | 41.3932 | -88.2732 | 6082
271567 | GOOSE LK R | PJM | 222 | 138 | 1273 | 6171 | unknown |  |  |  | 41.3932 | -88.2732 | 6082 | 41.3932 | -88.2732 | 6082
274190 | GOOSE LK | PJM | 222 | 34.5 | 1273 | 6171 | unknown |  |  |  | 41.3932 | -88.2732 | 6082 | 41.3932 | -88.2732 | 6082
271580 | GREEN RVR | PJM | 222 | 138 | 1274 | 6172 | known |  | 41.6223 | -89.5903
274395 | GREEN RVR | PJM | 222 | 34.5 | 1274 | 6172 | known
274882 | GREEN RVR1U | PJM | 222 | 0.69 | 1274 | 6172 | known
271584 | GURNEE B | PJM | 222 | 138 | 1271 | 6173 | unknown |  |  |  | 42.3889 | -87.8171 | 6236 | 42.3889 | -87.8171 | 6236
271585 | GURNEE R | PJM | 222 | 138 | 1271 | 6173 | unknown |  |  |  | 42.3889 | -87.8171 | 6236 | 42.3889 | -87.8171 | 6236
273218 | GURNEE 4 | PJM | 222 | 13.2 | 1271 | 6173 | unknown |  |  |  | 42.3889 | -87.8171 | 6236 | 42.3889 | -87.8171 | 6236
273219 | GURNEE 13 | PJM | 222 | 13.2 | 1271 | 6173 | unknown |  |  |  | 42.3889 | -87.8171 | 6236 | 42.3889 | -87.8171 | 6236
271588 | GR RIDGE B | PJM | 222 | 138 | 1273 | 6174 | unknown
274440 | GR RIDGE 2B | PJM | 222 | 34.5 | 1280 | 6174 | unknown
274441 | GR RIDGE B | PJM | 222 | 34.5 | 1280 | 6174 | unknown
271589 | SHADY OAK R | PJM | 222 | 138 | 1272 | 6175 | unknown | [6 empty] | 41.8161 | -88.0453 | 13916
274448 | GSG-6 R | PJM | 222 | 34.5 | 1280 | 6175 | unknown | [6 empty] | 41.8161 | -88.0453 | 13916
271632 | HARBOR 8S | PJM | 222 | 138 | 1270 | 6176 | known |  | 41.7477 | -87.5487
271634 | HARBOR B | PJM | 222 | 138 | 1270 | 6176 | known |  | 41.7477 | -87.5487
271648 | HAYFORD 4B | PJM | 222 | 138 | 1282 | 6177 | unknown |  |  |  | 41.761 | -87.7658 | 6071 | 41.761 | -87.7658 | 6071
271649 | HAYFORD 2R | PJM | 222 | 138 | 1282 | 6177 | unknown |  |  |  | 41.761 | -87.7658 | 6071 | 41.761 | -87.7658 | 6071
271650 | HAYFORD 3B | PJM | 222 | 138 | 1282 | 6177 | unknown |  |  |  | 41.761 | -87.7658 | 6071 | 41.761 | -87.7658 | 6071
271651 | HAYFORD 1R | PJM | 222 | 138 | 1282 | 6177 | unknown |  |  |  | 41.761 | -87.7658 | 6071 | 41.761 | -87.7658 | 6071
273382 | HAYFORD 24 | PJM | 222 | 12.5 | 1282 | 6177 | unknown |  |  |  | 41.761 | -87.7658 | 6071 | 41.761 | -87.7658 | 6071
273383 | HAYFORD 581 | PJM | 222 | 12.5 | 1282 | 6177 | unknown |  |  |  | 41.761 | -87.7658 | 6071 | 41.761 | -87.7658 | 6071
271658 | HIGHLAND 3B | PJM | 222 | 138 | 1271 | 6178 | unknown
271659 | HIGHLAND 1R | PJM | 222 | 138 | 1271 | 6178 | unknown
271678 | HIGHLAND 4B | PJM | 222 | 138 | 1271 | 6178 | unknown
271679 | HIGHLAND 2R | PJM | 222 | 138 | 1271 | 6178 | unknown
274195 | HIGHLAND | PJM | 222 | 34.5 | 1271 | 6178 | unknown
271664 | HOFFMAN E B | PJM | 222 | 138 | 1271 | 6179 | unknown
271665 | HOFFMAN E R | PJM | 222 | 138 | 1271 | 6179 | unknown
273384 | HOFFMAN E13 | PJM | 222 | 13.2 | 1271 | 6179 | unknown
273385 | HOFFMAN E46 | PJM | 222 | 13.2 | 1271 | 6179 | unknown
271680 | HAUMESSER B | PJM | 222 | 138 | 1272 | 6180 | known |  | 41.8267 | -88.867
274408 | LEE DEKAL B | PJM | 222 | 34.5 | 1280 | 6180 | known
271722 | ESS J370 B | PJM | 222 | 138 | 1288 | 6181 | unknown
271723 | ESS J370 R | PJM | 222 | 138 | 1288 | 6181 | unknown
273387 | ESS J370 | PJM | 222 | 13.2 | 1288 | 6181 | unknown
271726 | G385-2 B | PJM | 222 | 138 | 1288 | 6182 | unknown |  |  |  | 41.6377 | -87.6801 | 6072 | 41.6377 | -87.6801 | 6072
271727 | G385-2 R | PJM | 222 | 138 | 1288 | 6182 | unknown |  |  |  | 41.6377 | -87.6801 | 6072 | 41.6377 | -87.6801 | 6072
271732 | G385-2 BT | PJM | 222 | 138 | 1282 | 6182 | unknown |  |  |  | 41.6377 | -87.6801 | 6072 | 41.6377 | -87.6801 | 6072
271733 | G385-2 RT | PJM | 222 | 138 | 1282 | 6182 | unknown |  |  |  | 41.6377 | -87.6801 | 6072 | 41.6377 | -87.6801 | 6072
274191 | G385-2 1 | PJM | 222 | 34 | 1288 | 6182 | unknown |  |  |  | 41.6377 | -87.6801 | 6072 | 41.6377 | -87.6801 | 6072
274192 | G385-2 2 | PJM | 222 | 34 | 1288 | 6182 | unknown |  |  |  | 41.6377 | -87.6801 | 6072 | 41.6377 | -87.6801 | 6072
271091 | BEVERLY RT | PJM | 222 | 138 | 1282 | 6183 | unknown | [6 empty] | 41.6339 | -87.5455 | 6074
271728 | G385-1 B | PJM | 222 | 138 | 1288 | 6183 | unknown | [6 empty] | 41.6339 | -87.5455 | 6074
271729 | G385-1 R | PJM | 222 | 138 | 1288 | 6183 | unknown | [6 empty] | 41.6339 | -87.5455 | 6074
271731 | G385-1 RT | PJM | 222 | 138 | 1282 | 6183 | unknown | [6 empty] | 41.6339 | -87.5455 | 6074
273210 | G385-1 1 | PJM | 222 | 13.2 | 1288 | 6183 | unknown | [6 empty] | 41.6339 | -87.5455 | 6074
273211 | G385-1 2 | PJM | 222 | 13.2 | 1288 | 6183 | unknown | [6 empty] | 41.6339 | -87.5455 | 6074
271776 | JEFFERSON B | PJM | 222 | 138 | 1270 | 6184 | unknown |  |  |  | 41.8713 | -87.6368 | 6109 | 41.8713 | -87.6368 | 6109
273028 | JEFFERSON B | PJM | 222 | 69 | 1270 | 6184 | unknown |  |  |  | 41.8713 | -87.6368 | 6109 | 41.8713 | -87.6368 | 6109
271777 | JEFFERSON R | PJM | 222 | 138 | 1270 | 6185 | unknown |  |  |  | 41.8713 | -87.6368 | 6109 | 41.8713 | -87.6368 | 6109
273029 | JEFFERSON R | PJM | 222 | 69 | 1270 | 6185 | unknown |  |  |  | 41.8713 | -87.6368 | 6109 | 41.8713 | -87.6368 | 6109
271780 | JOLIET 9 B | PJM | 222 | 138 | 1273 | 6186 | unknown
271781 | JOLIET 9 R | PJM | 222 | 138 | 1273 | 6186 | unknown
274674 | JOLIET 9 6U | PJM | 222 | 18 | 1276 | 6186 | unknown
271786 | JOLIET456 B | PJM | 222 | 138 | 1273 | 6187 | unknown
271787 | JOLIET456 R | PJM | 222 | 138 | 1273 | 6187 | unknown
273388 | JOLIET456 | PJM | 222 | 13.2 | 1273 | 6187 | unknown
271788 | JOLIET409 B | PJM | 222 | 138 | 1273 | 6188 | unknown
271789 | JOLIET409 R | PJM | 222 | 138 | 1273 | 6188 | unknown
274256 | JOLIET409 | PJM | 222 | 34.5 | 1273 | 6188 | unknown
271854 | KELLY CRK R | PJM | 222 | 138 | 1273 | 6189 | known
271857 | KELLY CRK R | PJM | 222 | 34.5 | 1273 | 6189 | known |  | 41.0871 | -87.9014
274888 | KELLY CRK1U | PJM | 222 | 0.69 | 1280 | 6189 | known
271855 | PILOT HIL B | PJM | 222 | 138 | 1270 | 6190 | unknown |  |  |  | 41.0591 | -88.0022 | 6258 | 41.0591 | -88.0022 | 6258
274465 | PILOT HIL B | PJM | 222 | 34.5 | 1270 | 6190 | unknown |  |  |  | 41.0591 | -88.0022 | 6258 | 41.0591 | -88.0022 | 6258
271874 | LAGRANGE B | PJM | 222 | 138 | 1285 | 6191 | unknown | [5 empty] | 6096 |  |  | 6096
271875 | LAGRANGE R | PJM | 222 | 138 | 1285 | 6191 | unknown | [5 empty] | 6096 |  |  | 6096
273238 | LAGRANGE 13 | PJM | 222 | 13.2 | 1285 | 6191 | unknown | [5 empty] | 6096 |  |  | 6096
273239 | LAGRANGE 46 | PJM | 222 | 13.2 | 1285 | 6191 | unknown | [5 empty] | 6096 |  |  | 6096
271886 | LK ZURICH B | PJM | 222 | 138 | 1271 | 6192 | unknown | [6 empty] | 42.3019 | -87.9793 | 6093
271887 | LK ZURICH R | PJM | 222 | 138 | 1271 | 6192 | unknown | [6 empty] | 42.3019 | -87.9793 | 6093
273226 | LK ZURICH13 | PJM | 222 | 13.2 | 1271 | 6192 | unknown | [6 empty] | 42.3019 | -87.9793 | 6093
273227 | LK ZURICH46 | PJM | 222 | 13.2 | 1271 | 6192 | unknown | [6 empty] | 42.3019 | -87.9793 | 6093
271890 | LAKEHURST B | PJM | 222 | 138 | 1271 | 6193 | unknown |  |  |  | 42.3889 | -87.8171 | 6236 | 42.3889 | -87.8171 | 6236
271891 | LAKEHURST R | PJM | 222 | 138 | 1271 | 6193 | unknown |  |  |  | 42.3889 | -87.8171 | 6236 | 42.3889 | -87.8171 | 6236
273220 | LAKEHURST46 | PJM | 222 | 13.2 | 1271 | 6193 | unknown |  |  |  | 42.3889 | -87.8171 | 6236 | 42.3889 | -87.8171 | 6236
273221 | LAKEHURST13 | PJM | 222 | 13.2 | 1271 | 6193 | unknown |  |  |  | 42.3889 | -87.8171 | 6236 | 42.3889 | -87.8171 | 6236
271912 | LEITHTON B | PJM | 222 | 138 | 1271 | 6194 | unknown |  |  |  | 42.3019 | -87.9793 | 6093 | 42.3019 | -87.9793 | 6093
271913 | LEITHTON R | PJM | 222 | 138 | 1271 | 6194 | unknown |  |  |  | 42.3019 | -87.9793 | 6093 | 42.3019 | -87.9793 | 6093
273222 | LEITHON 13 | PJM | 222 | 13.2 | 1271 | 6194 | unknown |  |  |  | 42.3019 | -87.9793 | 6093 | 42.3019 | -87.9793 | 6093
273223 | LEITHON 46 | PJM | 222 | 13.2 | 1271 | 6194 | unknown |  |  |  | 42.3019 | -87.9793 | 6093 | 42.3019 | -87.9793 | 6093
271914 | LENA B | PJM | 222 | 138 | 1272 | 6195 | known |  | 42.3798 | -89.8223
271915 | LENA R | PJM | 222 | 138 | 1272 | 6195 | known
274199 | LENA | PJM | 222 | 34.5 | 1272 | 6195 | known
271972 | MARENGO B | PJM | 222 | 138 | 1284 | 6196 | unknown
271973 | MARENGO R | PJM | 222 | 138 | 1284 | 6196 | unknown
274212 | MARENGO B | PJM | 222 | 34.5 | 1284 | 6196 | unknown
274213 | MARENGO R | PJM | 222 | 34.5 | 1284 | 6196 | unknown
271980 | MATTESON B | PJM | 222 | 138 | 1273 | 6197 | unknown
271981 | MATTESON R | PJM | 222 | 138 | 1273 | 6197 | unknown
274210 | MATTESON | PJM | 222 | 34.5 | 1273 | 6197 | unknown
271986 | MAZON B | PJM | 222 | 138 | 1273 | 6198 | known
271987 | MAZON R | PJM | 222 | 138 | 1273 | 6198 | known |  | 41.297 | -88.4187
274214 | MAZON | PJM | 222 | 34.5 | 1273 | 6198 | known
271994 | MCHENRY B | PJM | 222 | 138 | 1284 | 6199 | unknown | [6 empty] | 42.2551 | -88.2511 | 6106
271995 | MCHENRY R | PJM | 222 | 138 | 1284 | 6199 | unknown | [6 empty] | 42.2551 | -88.2511 | 6106
273246 | MCHENRY 46 | PJM | 222 | 13.2 | 1284 | 6199 | unknown | [6 empty] | 42.2551 | -88.2511 | 6106
273247 | MCHENRY 13 | PJM | 222 | 13.2 | 1284 | 6199 | unknown | [6 empty] | 42.2551 | -88.2511 | 6106
274216 | MCHENRY | PJM | 222 | 34.5 | 1284 | 6199 | unknown | [6 empty] | 42.2551 | -88.2511 | 6106
272001 | MEND HILL R | PJM | 222 | 138 | 1272 | 6200 | unknown |  |  |  | 41.8161 | -88.0453 | 13916 | 41.8161 | -88.0453 | 13916
274444 | MENDOTA HR | PJM | 222 | 34.5 | 1280 | 6200 | unknown |  |  |  | 41.8161 | -88.0453 | 13916 | 41.8161 | -88.0453 | 13916
272008 | ESS D775 3B | PJM | 222 | 138 | 1288 | 6201 | unknown | [5 empty] | 6096 |  |  | 6096
272009 | ESS D775 4R | PJM | 222 | 138 | 1288 | 6201 | unknown | [5 empty] | 6096 |  |  | 6096
272012 | ESS D775 BT | PJM | 222 | 138 | 1285 | 6201 | unknown | [5 empty] | 6096 |  |  | 6096
272013 | ESS D775 RT | PJM | 222 | 138 | 1285 | 6201 | unknown | [5 empty] | 6096 |  |  | 6096
273248 | ESS D775 | PJM | 222 | 13.2 | 1288 | 6201 | unknown | [5 empty] | 6096 |  |  | 6096
271534 | GALEWOOD 1T | PJM | 222 | 138 | 1281 | 6202 | known
271535 | GALEWOOD 2T | PJM | 222 | 138 | 1281 | 6202 | known
271536 | GALEWOOD 3T | PJM | 222 | 138 | 1281 | 6202 | known
271537 | GALEWOOD 4T | PJM | 222 | 138 | 1281 | 6202 | known
272092 | NATOMA B | PJM | 222 | 138 | 1281 | 6202 | known |  | 41.9331 | -87.8276
272093 | NATOMA R | PJM | 222 | 138 | 1281 | 6202 | known |  | 41.9331 | -87.8276
273266 | NATOMA 16 | PJM | 222 | 12.5 | 1281 | 6202 | known
272098 | NEW LENOX B | PJM | 222 | 138 | 1273 | 6203 | unknown
272099 | NEW LENOX R | PJM | 222 | 138 | 1273 | 6203 | unknown
273267 | NEWLENOX 18 | PJM | 222 | 13.2 | 1273 | 6203 | unknown
273268 | NEWLENOX 2 | PJM | 222 | 13.2 | 1273 | 6203 | unknown
272102 | NILES B | PJM | 222 | 138 | 1271 | 6204 | unknown
272103 | NILES R | PJM | 222 | 138 | 1271 | 6204 | unknown
273274 | NILES12 1 | PJM | 222 | 13.2 | 1271 | 6204 | unknown
273275 | NILES12 36 | PJM | 222 | 13.2 | 1271 | 6204 | unknown
274225 | NILES | PJM | 222 | 34.5 | 1271 | 6204 | unknown
272114 | N AURORA B | PJM | 222 | 138 | 1284 | 6205 | unknown
272115 | N AURORA R | PJM | 222 | 138 | 1284 | 6205 | unknown
273264 | N AURORA 46 | PJM | 222 | 13.2 | 1284 | 6205 | unknown
273265 | N AURORA 13 | PJM | 222 | 13.2 | 1284 | 6205 | unknown
274226 | N AURORA B | PJM | 222 | 34.5 | 1284 | 6205 | unknown
274227 | N AURORA R | PJM | 222 | 34.5 | 1284 | 6205 | unknown
272118 | N CHICAGO B | PJM | 222 | 138 | 1271 | 6206 | unknown | [6 empty] | 42.3889 | -87.8171 | 6236
272119 | N CHICAGO R | PJM | 222 | 138 | 1271 | 6206 | unknown | [6 empty] | 42.3889 | -87.8171 | 6236
274228 | N CHICAGO | PJM | 222 | 34.5 | 1271 | 6206 | unknown | [6 empty] | 42.3889 | -87.8171 | 6236
272128 | NORTHWEST B | PJM | 222 | 138 | 1281 | 6207 | known |  | 41.9461 | -87.6972
272132 | NORTHWEST2I | PJM | 222 | 138 | 1281 | 6207 | known |  | 41.9461 | -87.6972
272134 | NORTHWEST3S | PJM | 222 | 138 | 1281 | 6207 | known |  | 41.9461 | -87.6972
272129 | NORTHWEST R | PJM | 222 | 138 | 1281 | 6208 | known |  | 41.9461 | -87.6972
272133 | NORTHWEST7I | PJM | 222 | 138 | 1281 | 6208 | known |  | 41.9461 | -87.6972
272135 | NORTHWEST8S | PJM | 222 | 138 | 1281 | 6208 | known |  | 41.9461 | -87.6972
272186 | OAKBROOK B | PJM | 222 | 138 | 1271 | 6209 | unknown | [5 empty] | 6084 |  |  | 6084
272187 | OAKBROOK R | PJM | 222 | 138 | 1271 | 6209 | unknown | [5 empty] | 6084 |  |  | 6084
273280 | OAKBROOK 13 | PJM | 222 | 13.2 | 1271 | 6209 | unknown | [5 empty] | 6084 |  |  | 6084
273281 | OAKBROOK 46 | PJM | 222 | 13.2 | 1271 | 6209 | unknown | [5 empty] | 6084 |  |  | 6084
272192 | OLD ELM B | PJM | 222 | 138 | 1271 | 6210 | unknown
272193 | OLD ELM R | PJM | 222 | 138 | 1271 | 6210 | unknown
273284 | OLD ELM 46 | PJM | 222 | 13.2 | 1271 | 6210 | unknown
273285 | OLD ELM 13 | PJM | 222 | 13.2 | 1271 | 6210 | unknown
272234 | PALATINE B | PJM | 222 | 138 | 1271 | 6211 | unknown | [6 empty] | 42.1297 | -87.9414 | 6103
272235 | PALATINE R | PJM | 222 | 138 | 1271 | 6211 | unknown | [6 empty] | 42.1297 | -87.9414 | 6103
273292 | PALATINE 13 | PJM | 222 | 13.2 | 1271 | 6211 | unknown | [6 empty] | 42.1297 | -87.9414 | 6103
273293 | PALATINE 46 | PJM | 222 | 13.2 | 1271 | 6211 | unknown | [6 empty] | 42.1297 | -87.9414 | 6103
274236 | PALATINE | PJM | 222 | 34.5 | 1271 | 6211 | unknown | [6 empty] | 42.1297 | -87.9414 | 6103
272248 | PLAINFIEL B | PJM | 222 | 138 | 1273 | 6212 | unknown
272249 | PLAINFIEL R | PJM | 222 | 138 | 1273 | 6212 | unknown
273296 | PLAINFIEL13 | PJM | 222 | 13.2 | 1273 | 6212 | unknown
273297 | PLAINFIEL46 | PJM | 222 | 13.2 | 1273 | 6212 | unknown
272252 | PL HILL B | PJM | 222 | 138 | 1271 | 6213 | unknown |  |  |  | 41.9014 | -88.0479 | 6095 | 41.9014 | -88.0479 | 6095
272253 | PL HILL R | PJM | 222 | 138 | 1271 | 6213 | unknown |  |  |  | 41.9014 | -88.0479 | 6095 | 41.9014 | -88.0479 | 6095
273298 | PL HILL 13 | PJM | 222 | 13.2 | 1271 | 6213 | unknown |  |  |  | 41.9014 | -88.0479 | 6095 | 41.9014 | -88.0479 | 6095
273299 | PL HILL 46 | PJM | 222 | 13.2 | 1271 | 6213 | unknown |  |  |  | 41.9014 | -88.0479 | 6095 | 41.9014 | -88.0479 | 6095
272318 | ESS J375 B | PJM | 222 | 138 | 1288 | 6214 | unknown | [5 empty] | 6198 |  |  | 6198
274837 | EQUISTAR B | PJM | 222 | 13.8 | 1280 | 6214 | unknown | [5 empty] | 6198 |  |  | 6198
272319 | ESS J375 R | PJM | 222 | 138 | 1288 | 6215 | unknown
274836 | EQUISTAR R | PJM | 222 | 13.8 | 1280 | 6215 | unknown
272352 | RIDGELAND B | PJM | 222 | 138 | 1281 | 6216 | known |  | 41.8114 | -87.7853
272353 | RIDGELAND R | PJM | 222 | 138 | 1281 | 6216 | known
272354 | RIDGELANDBS | PJM | 222 | 138 | 1281 | 6216 | known |  | 41.8114 | -87.7853
273089 | RIDGELAND B | PJM | 222 | 69 | 1270 | 6216 | known
273090 | RIDGELAND R | PJM | 222 | 69 | 1270 | 6216 | known
275152 | RIDGELAND1M | PJM | 222 | 69 | 1277 | 6216 | known |  | 41.8114 | -87.7853
275153 | RIDGELAND2M | PJM | 222 | 69 | 1277 | 6216 | known
275159 | RIDGELAND4M | PJM | 222 | 69 | 1277 | 6216 | known
272366 | ROCK FALL B | PJM | 222 | 138 | 1272 | 6217 | known |  | 41.766 | -89.6611
272367 | ROCK FALL R | PJM | 222 | 138 | 1272 | 6217 | known |  | 41.766 | -89.6611
272396 | ROCK FALL8T | PJM | 222 | 138 | 1272 | 6217 | known
274244 | ROCK FALL | PJM | 222 | 34.5 | 1272 | 6217 | known
272372 | ROLLING M B | PJM | 222 | 138 | 1271 | 6218 | unknown
272373 | ROLLING M R | PJM | 222 | 138 | 1271 | 6218 | unknown
273314 | ROLLING M13 | PJM | 222 | 13.2 | 1271 | 6218 | unknown
273315 | ROLLING M46 | PJM | 222 | 13.2 | 1271 | 6218 | unknown
272376 | ROSCOE BE B | PJM | 222 | 138 | 1272 | 6219 | unknown
272377 | ROSCOE BE R | PJM | 222 | 138 | 1272 | 6219 | unknown
273095 | ROSCOE BE | PJM | 222 | 69 | 1272 | 6219 | unknown
273316 | ROSCOE BE13 | PJM | 222 | 13.2 | 1272 | 6219 | unknown
273317 | ROSCOE BE4 | PJM | 222 | 13.2 | 1272 | 6219 | unknown
272386 | ROUND LK B | PJM | 222 | 138 | 1271 | 6220 | unknown
272387 | ROUND LK R | PJM | 222 | 138 | 1271 | 6220 | unknown
272392 | ROUND LK 2B | PJM | 222 | 138 | 1271 | 6220 | unknown
272393 | ROUND LK 3R | PJM | 222 | 138 | 1271 | 6220 | unknown
274245 | ROUND LK | PJM | 222 | 34.5 | 1271 | 6220 | unknown
272430 | S SCHAUMB B | PJM | 222 | 138 | 1271 | 6221 | unknown
272431 | S SCHAUMB R | PJM | 222 | 138 | 1271 | 6221 | unknown
273328 | S SCHAUMB13 | PJM | 222 | 13.2 | 1271 | 6221 | unknown
273329 | S SCHAUMB46 | PJM | 222 | 13.2 | 1271 | 6221 | unknown
272432 | SABROOKE B | PJM | 222 | 138 | 1272 | 6222 | unknown
272433 | SABROOKE R | PJM | 222 | 138 | 1272 | 6222 | unknown
273108 | SABROOKE B | PJM | 222 | 69 | 1272 | 6222 | unknown
273109 | SABROOKE R | PJM | 222 | 69 | 1272 | 6222 | unknown
275235 | SABROOKE 9M | PJM | 222 | 69 | 1277 | 6222 | unknown
275236 | SABROOKE 6M | PJM | 222 | 69 | 1277 | 6222 | unknown
272444 | SANDWICH B | PJM | 222 | 138 | 1287 | 6223 | unknown
272445 | SANDWICH R | PJM | 222 | 138 | 1272 | 6223 | unknown
274253 | SANDWICH | PJM | 222 | 34.5 | 1272 | 6223 | unknown
272450 | SAWYER B | PJM | 222 | 138 | 1282 | 6224 | unknown |  |  |  | 41.8273 | -87.7272 | 6078 | 41.8273 | -87.7272 | 6078
272451 | SAWYER R | PJM | 222 | 138 | 1282 | 6224 | unknown |  |  |  | 41.8273 | -87.7272 | 6078 | 41.8273 | -87.7272 | 6078
273320 | SAWYER 13 | PJM | 222 | 12.5 | 1282 | 6224 | unknown |  |  |  | 41.8273 | -87.7272 | 6078 | 41.8273 | -87.7272 | 6078
273321 | SAWYER 48 | PJM | 222 | 12.5 | 1282 | 6224 | unknown |  |  |  | 41.8273 | -87.7272 | 6078 | 41.8273 | -87.7272 | 6078
272454 | SCHAUMBUR B | PJM | 222 | 138 | 1271 | 6225 | unknown
272455 | SCHAUMBUR R | PJM | 222 | 138 | 1271 | 6225 | unknown
272492 | S SCHAUMBBT | PJM | 222 | 138 | 1271 | 6225 | unknown
272493 | S SCHAUMBRT | PJM | 222 | 138 | 1271 | 6225 | unknown
273326 | SCHAUMBUR13 | PJM | 222 | 13.2 | 1271 | 6225 | unknown
273327 | SCHAUMBUR46 | PJM | 222 | 13.2 | 1271 | 6225 | unknown
272468 | SKOKIE 85BT | PJM | 222 | 138 | 1271 | 6226 | unknown
272469 | SKOKIE 85RT | PJM | 222 | 138 | 1271 | 6226 | unknown
272472 | SKOKIE 853B | PJM | 222 | 138 | 1271 | 6226 | unknown
272473 | SKOKIE 852R | PJM | 222 | 138 | 1271 | 6226 | unknown
272474 | SKOKIE 851B | PJM | 222 | 138 | 1271 | 6226 | unknown
272475 | SKOKIE 853R | PJM | 222 | 138 | 1271 | 6226 | unknown
272477 | SKOKIE 854R | PJM | 222 | 138 | 1271 | 6226 | unknown
273322 | SKOKIE 8513 | PJM | 222 | 12.5 | 1271 | 6226 | unknown
273323 | SKOKIE 8546 | PJM | 222 | 12.5 | 1271 | 6226 | unknown
274254 | SKOKIE 85 | PJM | 222 | 34.5 | 1271 | 6226 | unknown
272484 | S ELGIN B | PJM | 222 | 138 | 1284 | 6227 | unknown |  |  |  | 41.9505 | -88.2405 | 6115 | 41.9505 | -88.2405 | 6115
272485 | S ELGIN R | PJM | 222 | 138 | 1284 | 6227 | unknown |  |  |  | 41.9505 | -88.2405 | 6115 | 41.9505 | -88.2405 | 6115
274255 | S ELGIN | PJM | 222 | 34.5 | 1284 | 6227 | unknown |  |  |  | 41.9505 | -88.2405 | 6115 | 41.9505 | -88.2405 | 6115
272488 | S HOLLAND B | PJM | 222 | 138 | 1282 | 6228 | unknown
272489 | S HOLLAND R | PJM | 222 | 138 | 1282 | 6228 | unknown
273324 | S HOLLAND13 | PJM | 222 | 13.2 | 1282 | 6228 | unknown
273325 | S HOLLAND46 | PJM | 222 | 13.2 | 1282 | 6228 | unknown
271403 | ELGIN RT | PJM | 222 | 138 | 1284 | 6229 | known
272494 | SPAULDING B | PJM | 222 | 138 | 1284 | 6229 | known |  | 41.992 | -88.251
272495 | SPAULDING R | PJM | 222 | 138 | 1284 | 6229 | known |  | 41.992 | -88.251
274257 | SPAULDING: | PJM | 222 | 34.5 | 1284 | 6229 | known
272528 | S DIXON B | PJM | 222 | 138 | 1272 | 6230 | known
274759 | LEE CO EC | PJM | 222 | 345 | 1280 | 6230 | known |  | 41.8281 | -89.4075
274760 | LEE CO EC1U | PJM | 222 | 13.8 | 1280 | 6230 | known
274761 | LEE CO EC2U | PJM | 222 | 13.8 | 1280 | 6230 | known
274762 | LEE CO EC3U | PJM | 222 | 13.8 | 1280 | 6230 | known
274763 | LEE CO EC4U | PJM | 222 | 13.8 | 1280 | 6230 | known
274764 | LEE CO EC5U | PJM | 222 | 13.8 | 1280 | 6230 | known
274765 | LEE CO EC6U | PJM | 222 | 13.8 | 1280 | 6230 | known
274766 | LEE CO EC7U | PJM | 222 | 13.8 | 1280 | 6230 | known
274767 | LEE CO EC8U | PJM | 222 | 13.8 | 1280 | 6230 | known
274768 | LEE CO ECBP | PJM | 222 | 345 | 1274 | 6230 | known |  | 41.8281 | -89.4075
272592 | TINLEY PK B | PJM | 222 | 138 | 1273 | 6231 | unknown
272593 | TINLEY PK R | PJM | 222 | 138 | 1273 | 6231 | unknown
273330 | TINLEY PK13 | PJM | 222 | 13.2 | 1273 | 6231 | unknown
273331 | TINLEY PK46 | PJM | 222 | 13.2 | 1273 | 6231 | unknown
272602 | TONNE 4B | PJM | 222 | 138 | 1271 | 6232 | unknown |  |  |  | 42.0062 | -88.0631 | 6089 | 42.0062 | -88.0631 | 6089
272603 | TONNE 1R | PJM | 222 | 138 | 1271 | 6232 | unknown |  |  |  | 42.0062 | -88.0631 | 6089 | 42.0062 | -88.0631 | 6089
272604 | TONNE 3B | PJM | 222 | 138 | 1271 | 6232 | unknown |  |  |  | 42.0062 | -88.0631 | 6089 | 42.0062 | -88.0631 | 6089
272605 | TONNE 2R | PJM | 222 | 138 | 1271 | 6232 | unknown |  |  |  | 42.0062 | -88.0631 | 6089 | 42.0062 | -88.0631 | 6089
273332 | TONNE 12 | PJM | 222 | 13.2 | 1271 | 6232 | unknown |  |  |  | 42.0062 | -88.0631 | 6089 | 42.0062 | -88.0631 | 6089
273333 | TONNE 56 | PJM | 222 | 13.2 | 1271 | 6232 | unknown |  |  |  | 42.0062 | -88.0631 | 6089 | 42.0062 | -88.0631 | 6089
273348 | TONNE 3 | PJM | 222 | 13.2 | 1271 | 6232 | unknown |  |  |  | 42.0062 | -88.0631 | 6089 | 42.0062 | -88.0631 | 6089
273349 | TONNE 4 | PJM | 222 | 13.2 | 1271 | 6232 | unknown |  |  |  | 42.0062 | -88.0631 | 6089 | 42.0062 | -88.0631 | 6089
274264 | TONNE B | PJM | 222 | 34.5 | 1271 | 6232 | unknown |  |  |  | 42.0062 | -88.0631 | 6089 | 42.0062 | -88.0631 | 6089
274265 | TONNE R | PJM | 222 | 34.5 | 1271 | 6232 | unknown |  |  |  | 42.0062 | -88.0631 | 6089 | 42.0062 | -88.0631 | 6089
272719 | WALNUT RG | PJM | 222 | 138 | 1287 | 6233 | known |  | 41.5597 | -89.5898
274399 | WALNUT RG | PJM | 222 | 34.5 | 1287 | 6233 | known |  | 41.5597 | -89.5898
274881 | WALNUT RG1U | PJM | 222 | 0.69 | 1280 | 6233 | known
272720 | WALLACE B | PJM | 222 | 138 | 1282 | 6234 | unknown
272721 | WALLACE R | PJM | 222 | 138 | 1282 | 6234 | unknown
273334 | WALLACE | PJM | 222 | 13.2 | 1282 | 6234 | unknown
272722 | WARRENVIL B | PJM | 222 | 138 | 1284 | 6235 | unknown |  |  |  | 41.7982 | -88.234 | 6083 | 41.7982 | -88.234 | 6083
272723 | WARRENVIL R | PJM | 222 | 138 | 1284 | 6235 | unknown |  |  |  | 41.7982 | -88.234 | 6083 | 41.7982 | -88.234 | 6083
273350 | WARRENVIL48 | PJM | 222 | 13.2 | 1284 | 6235 | unknown |  |  |  | 41.7982 | -88.234 | 6083 | 41.7982 | -88.234 | 6083
273351 | WARRENVIL23 | PJM | 222 | 13.2 | 1284 | 6235 | unknown |  |  |  | 41.7982 | -88.234 | 6083 | 41.7982 | -88.234 | 6083
270914 | WAUKEGAN B | PJM | 222 | 345 | 1274 | 6236 | known |  | 42.3889 | -87.8171
270915 | WAUKEGAN R | PJM | 222 | 345 | 1274 | 6236 | known |  | 42.3889 | -87.8171
270954 | ESS A429 BT | PJM | 222 | 138 | 1271 | 6236 | known
270955 | ESS A429 RT | PJM | 222 | 138 | 1271 | 6236 | known
272738 | WAUKEGAN B | PJM | 222 | 138 | 1271 | 6236 | known |  | 42.3889 | -87.8171
272739 | WAUKEGAN R | PJM | 222 | 138 | 1271 | 6236 | known
274682 | WAUKEGAN 7U | PJM | 222 | 18 | 1276 | 6236 | known
274683 | WAUKEGAN 8U | PJM | 222 | 18 | 1276 | 6236 | known
274828 | WAUKEGAN BP | PJM | 222 | 138 | 1275 | 6236 | known
275394 | WAUKEGAN 1C | PJM | 222 | 34.5 | 1278 | 6236 | known
275396 | WAUKEGAN 3C | PJM | 222 | 34.5 | 1278 | 6236 | known
1001128 | STR_PT_XF_1128 | PJM | 222 | 1 | 1274 | 6236 | known
1001129 | STR_PT_XF_1129 | PJM | 222 | 1 | 1274 | 6236 | known
272754 | W CHICAGO B | PJM | 222 | 138 | 1284 | 6237 | unknown |  |  |  | 41.9505 | -88.2405 | 6115 | 41.9505 | -88.2405 | 6115
272755 | W CHICAGO R | PJM | 222 | 138 | 1284 | 6237 | unknown |  |  |  | 41.9505 | -88.2405 | 6115 | 41.9505 | -88.2405 | 6115
273342 | W CHICAGO13 | PJM | 222 | 13.2 | 1284 | 6237 | unknown |  |  |  | 41.9505 | -88.2405 | 6115 | 41.9505 | -88.2405 | 6115
273343 | W CHICAGO4 | PJM | 222 | 13.2 | 1284 | 6237 | unknown |  |  |  | 41.9505 | -88.2405 | 6115 | 41.9505 | -88.2405 | 6115
274272 | W CHICAGO B | PJM | 222 | 34.5 | 1284 | 6237 | unknown |  |  |  | 41.9505 | -88.2405 | 6115 | 41.9505 | -88.2405 | 6115
274273 | W CHICAGO R | PJM | 222 | 34.5 | 1284 | 6237 | unknown |  |  |  | 41.9505 | -88.2405 | 6115 | 41.9505 | -88.2405 | 6115
272011 | ESS Z524 RT | PJM | 222 | 138 | 1282 | 6238 | unknown |  |  |  | 41.6339 | -87.5455 | 6074 | 41.6339 | -87.5455 | 6074
272780 | WILDWOOD B | PJM | 222 | 138 | 1282 | 6238 | unknown |  |  |  | 41.6339 | -87.5455 | 6074 | 41.6339 | -87.5455 | 6074
272781 | WILDWOOD R | PJM | 222 | 138 | 1282 | 6238 | unknown |  |  |  | 41.6339 | -87.5455 | 6074 | 41.6339 | -87.5455 | 6074
273335 | WILDWOOD | PJM | 222 | 13.2 | 1282 | 6238 | unknown |  |  |  | 41.6339 | -87.5455 | 6074 | 41.6339 | -87.5455 | 6074
272782 | WILL CNTY B | PJM | 222 | 138 | 1273 | 6239 | known |  | 41.638 | -88.064
272783 | WILL CNTY R | PJM | 222 | 138 | 1273 | 6239 | known |  | 41.638 | -88.064
274274 | WILL CNTY | PJM | 222 | 34.5 | 1273 | 6239 | known
274687 | WILL CNTY4U | PJM | 222 | 20 | 1276 | 6239 | known
272852 | YORK B | PJM | 222 | 138 | 1285 | 6240 | unknown | [8 empty] | 6084
272853 | YORK R | PJM | 222 | 138 | 1285 | 6240 | unknown | [8 empty] | 6084
273344 | YORK CTR 13 | PJM | 222 | 13.2 | 1285 | 6240 | unknown | [8 empty] | 6084
273345 | YORK CTR 46 | PJM | 222 | 13.2 | 1285 | 6240 | unknown | [8 empty] | 6084
274405 | GR RIDGE 2H | PJM | 222 | 34.5 | 1280 | 6241 | unknown
274871 | GR RIDGE 2U | PJM | 222 | 0.575 | 1280 | 6241 | unknown
274411 | GR RIDGE BH | PJM | 222 | 34.5 | 1280 | 6242 | unknown
274847 | GR RIDGE BU | PJM | 222 | 0.575 | 1280 | 6242 | unknown
274412 | CAMPGROVERH | PJM | 222 | 34.5 | 1280 | 6243 | unknown
274848 | CAMPGROVERU | PJM | 222 | 0.575 | 1280 | 6243 | unknown
274413 | CRESCENT 1H | PJM | 222 | 34.5 | 1280 | 6244 | unknown |  |  |  | 41.3812 | -89.4669 | 6148 | 41.3812 | -89.4669 | 6148
274849 | CRESCENT 1U | PJM | 222 | 0.6 | 1280 | 6244 | unknown |  |  |  | 41.3812 | -89.4669 | 6148 | 41.3812 | -89.4669 | 6148
274414 | MENDOTA HRH | PJM | 222 | 34.5 | 1280 | 6245 | unknown | [6 empty] | 41.8161 | -88.0453 | 13916
274850 | MENDOTA HRU | PJM | 222 | 0.69 | 1280 | 6245 | unknown | [6 empty] | 41.8161 | -88.0453 | 13916
274415 | PROVIDENCRH | PJM | 222 | 34.5 | 1280 | 6246 | unknown |  |  |  | 41.3812 | -89.4669 | 6148 | 41.3812 | -89.4669 | 6148
274851 | PROVIDENCRU | PJM | 222 | 0.69 | 1280 | 6246 | unknown |  |  |  | 41.3812 | -89.4669 | 6148 | 41.3812 | -89.4669 | 6148
274416 | TWINGROVE1H | PJM | 222 | 34.5 | 1280 | 6247 | known |  | 40.4592 | -88.7028
274853 | TWINGROVEU1 | PJM | 222 | 0.69 | 1280 | 6247 | known
274417 | TWINGROVE2H | PJM | 222 | 34.5 | 1280 | 6248 | known |  | 40.4592 | -88.7028
274854 | TWINGROVEU2 | PJM | 222 | 0.69 | 1280 | 6248 | known
274418 | GSG-6 RH | PJM | 222 | 34.5 | 1280 | 6249 | unknown
274855 | GSG-6 RU | PJM | 222 | 0.69 | 1280 | 6249 | unknown
274419 | ECOGROVE 1H | PJM | 222 | 34.5 | 1280 | 6250 | unknown | [6 empty] | 42.3798 | -89.8223 | 6195
274856 | ECOGROVE U1 | PJM | 222 | 12 | 1280 | 6250 | unknown | [6 empty] | 42.3798 | -89.8223 | 6195
274420 | EASY ROAD1H | PJM | 222 | 34.5 | 1280 | 6251 | unknown | [8 empty] | 6230
274421 | EASY ROAD2H | PJM | 222 | 34.5 | 1280 | 6251 | unknown | [8 empty] | 6230
274857 | BIG SKY U1 | PJM | 222 | 0.69 | 1280 | 6251 | unknown | [8 empty] | 6230
274858 | BIG SKY U2 | PJM | 222 | 0.69 | 1280 | 6251 | unknown | [8 empty] | 6230
274422 | BISHOP HL1H | PJM | 222 | 34.5 | 1287 | 6252 | unknown | [6 empty] | 41.2643 | -89.8755 | 7668
274877 | BISHOP HL1U | PJM | 222 | 0.69 | 1287 | 6252 | unknown | [6 empty] | 41.2643 | -89.8755 | 7668
274423 | BISHOP HL2H | PJM | 222 | 34.5 | 1287 | 6253 | unknown | [6 empty] | 41.2643 | -89.8755 | 7668
274878 | BISHOP HL2U | PJM | 222 | 0.69 | 1287 | 6253 | unknown | [6 empty] | 41.2643 | -89.8755 | 7668
274424 | MINONK 1H | PJM | 222 | 34.5 | 1280 | 6254 | known |  | 41.0177 | -89.0776
274879 | MINONK 1U | PJM | 222 | 0.69 | 1280 | 6254 | known
274425 | TOP CROP 1H | PJM | 222 | 34.5 | 1280 | 6255 | unknown |  |  |  | 41.0776 | -88.689 | 6113 | 41.0776 | -88.689 | 6113
274861 | TOP CROP 1U | PJM | 222 | 0.69 | 1280 | 6255 | unknown |  |  |  | 41.0776 | -88.689 | 6113 | 41.0776 | -88.689 | 6113
274426 | TOP CROP 2H | PJM | 222 | 34.5 | 1280 | 6256 | known |  | 41.0701 | -88.6787
274862 | TOP CROP 2U | PJM | 222 | 0.69 | 1280 | 6256 | known
274432 | LEE DEKAL1H | PJM | 222 | 34.5 | 1280 | 6257 | known |  | 41.8577 | -88.9225
274872 | LEE DEKAL1U | PJM | 222 | 0.69 | 1280 | 6257 | known
274467 | PILOT HIL1H | PJM | 222 | 34.5 | 1270 | 6258 | known |  | 41.0591 | -88.0022
274887 | PILOT HIL1U | PJM | 222 | 0.69 | 1270 | 6258 | known
274693 | ROCKY RD 1P | PJM | 222 | 13.8 | 1280 | 6259 | unknown |  |  |  | 42.0639 | -88.2402 | 6110 | 42.0639 | -88.2402 | 6110
274695 | ROCKY RD 2P | PJM | 222 | 13.8 | 1280 | 6259 | unknown |  |  |  | 42.0639 | -88.2402 | 6110 | 42.0639 | -88.2402 | 6110
274697 | ROCKY RD 3P | PJM | 222 | 13.8 | 1280 | 6259 | unknown |  |  |  | 42.0639 | -88.2402 | 6110 | 42.0639 | -88.2402 | 6110
274785 | ROCKY RD RP | PJM | 222 | 138 | 1280 | 6259 | unknown |  |  |  | 42.0639 | -88.2402 | 6110 | 42.0639 | -88.2402 | 6110
274696 | ROCKY RD 4P | PJM | 222 | 13.8 | 1280 | 6260 | unknown |  |  |  | 42.0639 | -88.2402 | 6110 | 42.0639 | -88.2402 | 6110
274784 | ROCKY RD BP | PJM | 222 | 138 | 1280 | 6260 | unknown |  |  |  | 42.0639 | -88.2402 | 6110 | 42.0639 | -88.2402 | 6110
270700 | CORDOVA B | PJM | 222 | 345 | 1274 | 6261 | known |  | 41.7232 | -90.2958
274698 | CORDOVA | PJM | 222 | 345 | 1280 | 6261 | known |  | 41.6118 | -90.235
274699 | CORDOVA 1C | PJM | 222 | 18 | 1280 | 6261 | known
274700 | CORDOVA 2C | PJM | 222 | 18 | 1280 | 6261 | known
274701 | CORDOVA 1S | PJM | 222 | 18 | 1280 | 6261 | known
274723 | RIVER EC 12 | PJM | 222 | 16 | 1280 | 6262 | unknown |  |  |  | 41.7045 | -87.5159 | 13926 | 41.7045 | -87.5159 | 13926
274781 | RIVER EC RU | PJM | 222 | 138 | 1280 | 6262 | unknown |  |  |  | 41.7045 | -87.5159 | 13926 | 41.7045 | -87.5159 | 13926
274724 | RIVER EC 11 | PJM | 222 | 16 | 1280 | 6263 | known
274780 | RIVER EC BU | PJM | 222 | 138 | 1280 | 6263 | known |  | 41.6867 | -87.5593
274725 | ZION EC 1P | PJM | 222 | 18 | 1280 | 6264 | known
274726 | ZION EC 2P | PJM | 222 | 18 | 1280 | 6264 | known
274727 | ZION EC 3P | PJM | 222 | 18 | 1280 | 6264 | known
274817 | ZION EC RP | PJM | 222 | 345 | 1280 | 6264 | known |  | 42.4492 | -87.818
270736 | ELWOOD B | PJM | 222 | 345 | 1274 | 6265 | known |  | 41.4447 | -88.1194
270737 | ELWOOD R | PJM | 222 | 345 | 1274 | 6265 | known |  | 41.4447 | -88.1194
274728 | ELWOOD EC5P | PJM | 222 | 18 | 1280 | 6265 | known
274729 | ELWOOD EC1P | PJM | 222 | 18 | 1280 | 6265 | known
274730 | ELWOOD EC6P | PJM | 222 | 18 | 1280 | 6265 | known
274731 | ELWOOD EC2P | PJM | 222 | 18 | 1280 | 6265 | known
274732 | ELWOOD EC7P | PJM | 222 | 18 | 1280 | 6265 | known
274733 | ELWOOD EC3P | PJM | 222 | 18 | 1280 | 6265 | known
274734 | ELWOOD EC8P | PJM | 222 | 18 | 1280 | 6265 | known
274735 | ELWOOD EC4P | PJM | 222 | 18 | 1280 | 6265 | known
274736 | ELWOOD EC9P | PJM | 222 | 18 | 1280 | 6265 | known
274757 | ELWOOD EC1P | PJM | 222 | 345 | 1280 | 6265 | known
274758 | ELWOOD EC2P | PJM | 222 | 345 | 1280 | 6265 | known |  | 41.4447 | -88.1194
274737 | AURORA EC1P | PJM | 222 | 18 | 1280 | 6266 | known
274739 | AURORA EC2P | PJM | 222 | 18 | 1280 | 6266 | known
274749 | AURORA ECRP | PJM | 222 | 345 | 1280 | 6266 | known |  | 41.8115 | -88.2389
274738 | AURORA EC3P | PJM | 222 | 18 | 1280 | 6267 | known
274740 | AURORA EC4P | PJM | 222 | 18 | 1280 | 6267 | known
274748 | AURORA ECBP | PJM | 222 | 138 | 1280 | 6267 | known |  | 41.8115 | -88.2389
274741 | AURORA EC5P | PJM | 222 | 13.8 | 1280 | 6268 | unknown |  |  |  | 41.7982 | -88.234 | 6083 | 41.7982 | -88.234 | 6083
274742 | AURORA EC6P | PJM | 222 | 13.8 | 1280 | 6268 | unknown |  |  |  | 41.7982 | -88.234 | 6083 | 41.7982 | -88.234 | 6083
274743 | AURORA EC7P | PJM | 222 | 13.8 | 1280 | 6268 | unknown |  |  |  | 41.7982 | -88.234 | 6083 | 41.7982 | -88.234 | 6083
274744 | AURORA EC8P | PJM | 222 | 13.8 | 1280 | 6268 | unknown |  |  |  | 41.7982 | -88.234 | 6083 | 41.7982 | -88.234 | 6083
274745 | AURORA EC9P | PJM | 222 | 13.8 | 1280 | 6268 | unknown |  |  |  | 41.7982 | -88.234 | 6083 | 41.7982 | -88.234 | 6083
274746 | AURORA EC0P | PJM | 222 | 13.8 | 1280 | 6268 | unknown |  |  |  | 41.7982 | -88.234 | 6083 | 41.7982 | -88.234 | 6083
274747 | AURORA ECRP | PJM | 222 | 138 | 1280 | 6268 | unknown |  |  |  | 41.7982 | -88.234 | 6083 | 41.7982 | -88.234 | 6083
274755 | ELGIN EC BP | PJM | 222 | 138 | 1280 | 6269 | unknown | [5 empty] | 6229 |  |  | 6229
274756 | ELGIN EC RP | PJM | 222 | 138 | 1280 | 6269 | unknown | [5 empty] | 6229 |  |  | 6229
274818 | ELGIN EC 1P | PJM | 222 | 13.8 | 1280 | 6269 | unknown | [5 empty] | 6229 |  |  | 6229
274819 | ELGIN EC 3P | PJM | 222 | 13.8 | 1280 | 6269 | unknown | [5 empty] | 6229 |  |  | 6229
274820 | ELGIN EC 2P | PJM | 222 | 13.8 | 1280 | 6269 | unknown | [5 empty] | 6229 |  |  | 6229
274821 | ELGIN EC 4P | PJM | 222 | 13.8 | 1280 | 6269 | unknown | [5 empty] | 6229 |  |  | 6229
274782 | ROCKFORD BP | PJM | 222 | 138 | 1280 | 6270 | unknown
274822 | ROCKFORD 11 | PJM | 222 | 16 | 1280 | 6270 | unknown
274824 | ROCKFORD 12 | PJM | 222 | 16 | 1280 | 6270 | unknown
274783 | ROCKFORD RP | PJM | 222 | 138 | 1280 | 6271 | unknown
274823 | ROCKFORD 21 | PJM | 222 | 16 | 1280 | 6271 | unknown
276614 | W2-048 COL2 | PJM | 222 | 34.5 | 1274 | 6272 | unknown |  |  |  | 40.012 | -89.2921 | 11104 | 40.012 | -89.2921 | 11104
276615 | W2-048 GEN | PJM | 222 | 0.69 | 1274 | 6272 | unknown |  |  |  | 40.012 | -89.2921 | 11104 | 40.012 | -89.2921 | 11104
276620 | X2-022 COL2 | PJM | 222 | 34.5 | 1274 | 6273 | unknown |  |  |  | 40.012 | -89.2921 | 11104 | 40.012 | -89.2921 | 11104
276621 | X2-022 GEN | PJM | 222 | 0.69 | 1274 | 6273 | unknown |  |  |  | 40.012 | -89.2921 | 11104 | 40.012 | -89.2921 | 11104
276639 | AC1-204 GSU1 | PJM | 222 | 345 | 1 | 6274 | known |  | 41.4447 | -88.1194
276640 | AC1-204 GEN1 | PJM | 222 | 23 | 1 | 6274 | known
276641 | AC1-204 GSU2 | PJM | 222 | 345 | 1 | 6275 | known |  | 41.4447 | -88.1194
276642 | AC1-204 GEN2 | PJM | 222 | 23 | 1 | 6275 | known
276644 | AC1-214 COL | PJM | 222 | 34.5 | 1 | 6276 | unknown | [6 empty] | 41.3812 | -89.4669 | 6148
276645 | AC1-214 GEN1 | PJM | 222 | 0.69 | 1 | 6276 | unknown | [6 empty] | 41.3812 | -89.4669 | 6148
276646 | AC1-214 GEN2 | PJM | 222 | 0.69 | 1 | 6276 | unknown | [6 empty] | 41.3812 | -89.4669 | 6148
304001 | 3BLEWETT115T | DUKE | 340 | 115 | 315 | 6397 | unknown | [6 empty] | 34.9038 | -79.7583 | 6430
304892 | 1BLEWETTE 1- | DUKE | 340 | 4.8 | 315 | 6397 | unknown | [6 empty] | 34.9038 | -79.7583 | 6430
304893 | 1BLEWETTE 4- | DUKE | 340 | 4 | 315 | 6397 | unknown | [6 empty] | 34.9038 | -79.7583 | 6430
304894 | 1BLEWETTE DU | DUKE | 340 | 4.4 | 315 | 6397 | unknown | [6 empty] | 34.9038 | -79.7583 | 6430
304933 | 1BLW IC 1&2 | DUKE | 340 | 13.8 | 315 | 6397 | unknown | [6 empty] | 34.9038 | -79.7583 | 6430
304934 | 1BLW IC 3&4 | DUKE | 340 | 13.8 | 315 | 6397 | unknown | [6 empty] | 34.9038 | -79.7583 | 6430
1001178 | STR_PT_XF_1178 | DUKE | 340 | 1 | 315 | 6397 | unknown | [6 empty] | 34.9038 | -79.7583 | 6430
304004 | 3TILLERY115T | DUKE | 340 | 115 | 315 | 6398 | unknown |  |  |  | 34.9038 | -79.7583 | 6430 | 34.9038 | -79.7583 | 6430
304888 | 1TILLERY #1 | DUKE | 340 | 13.8 | 315 | 6398 | unknown |  |  |  | 34.9038 | -79.7583 | 6430 | 34.9038 | -79.7583 | 6430
304889 | 1TILLERY #2 | DUKE | 340 | 13.8 | 315 | 6398 | unknown |  |  |  | 34.9038 | -79.7583 | 6430 | 34.9038 | -79.7583 | 6430
304890 | 1TILLERY #3 | DUKE | 340 | 13.8 | 315 | 6398 | unknown |  |  |  | 34.9038 | -79.7583 | 6430 | 34.9038 | -79.7583 | 6430
304891 | 1TILLERY #4 | DUKE | 340 | 13.8 | 315 | 6398 | unknown |  |  |  | 34.9038 | -79.7583 | 6430 | 34.9038 | -79.7583 | 6430
304009 | 6HARRIS230 T | DUKE | 340 | 230 | 315 | 6399 | known |  | 35.6333 | -78.955
304865 | 1HARRIS | DUKE | 340 | 22 | 315 | 6399 | known
304015 | 8MAYO 500 TT | DUKE | 340 | 500 | 315 | 6400 | known |  | 36.5275 | -78.8907
304873 | 1MAYO #1 | DUKE | 340 | 20 | 315 | 6400 | known
304018 | 6ROB2 230 T | DUKE | 340 | 230 | 315 | 6401 | known |  | 34.4017 | -80.1589
304043 | 3ROB1 115E T | DUKE | 340 | 115 | 315 | 6401 | known
304044 | 3ROB1 115W T | DUKE | 340 | 115 | 315 | 6401 | known
304864 | 1ROBINSON#2 | DUKE | 340 | 22 | 315 | 6401 | known
304020 | 6BRUN2 230 T | DUKE | 340 | 230 | 315 | 6402 | known |  | 33.9583 | -78.0103
304863 | 1BRUNSWICK#2 | DUKE | 340 | 24 | 315 | 6402 | known
304022 | 6BRUN1 230 T | DUKE | 340 | 230 | 315 | 6403 | known |  | 33.9583 | -78.0103
304610 | 6SPRT &PA TA | DUKE | 340 | 230 | 315 | 6403 | known
304862 | 1BRUNSWICK#1 | DUKE | 340 | 24 | 315 | 6403 | known
304024 | 6ROXSEP230 T | DUKE | 340 | 230 | 315 | 6404 | known |  | 36.4833 | -79.0731
304093 | 3CONCRD115TT | DUKE | 340 | 115 | 315 | 6404 | known
304097 | 6CONCD2230TT | DUKE | 340 | 230 | 315 | 6404 | known
304098 | 6CONCRD230TT | DUKE | 340 | 230 | 315 | 6404 | known
304869 | 1ROXBORO #1 | DUKE | 340 | 22 | 315 | 6404 | known
304870 | 1ROXBORO #2 | DUKE | 340 | 24 | 315 | 6404 | known
304871 | 1ROXBORO #3 | DUKE | 340 | 24 | 315 | 6404 | known
304872 | 1ROXBORO #4 | DUKE | 340 | 24 | 315 | 6404 | known
304036 | 3SUTTONCC115 | DUKE | 340 | 115 | 315 | 6405 | known |  | 34.2831 | -77.9852
305911 | 1SUT CC 1A | DUKE | 340 | 16.5 | 315 | 6405 | known
304037 | 3SUTTONBSCTS | DUKE | 340 | 115 | 315 | 6406 | known |  | 34.2818 | -77.984
304919 | 1SUTTONCT4 | DUKE | 340 | 13.8 | 315 | 6406 | known
304920 | 1SUTTONCT5 | DUKE | 340 | 13.8 | 315 | 6406 | known
304039 | 6SUTTON230 T | DUKE | 340 | 230 | 315 | 6407 | known |  | 34.2831 | -77.9852
304040 | 6SUTTONCC230 | DUKE | 340 | 230 | 315 | 6407 | known |  | 34.2831 | -77.9852
305912 | 1SUT CC 1B | DUKE | 340 | 16.5 | 315 | 6407 | known
305913 | 1SUT CC ST | DUKE | 340 | 21 | 315 | 6407 | known
304046 | 6WSPOON230 T | DUKE | 340 | 230 | 315 | 6408 | unknown |  |  |  | 33.9583 | -78.0103 | 6403 | 33.9583 | -78.0103 | 6403
304047 | 3WSPOON115 T | DUKE | 340 | 115 | 315 | 6408 | unknown |  |  |  | 33.9583 | -78.0103 | 6403 | 33.9583 | -78.0103 | 6403
304446 | 6WEATHERSPOO | DUKE | 340 | 230 | 315 | 6408 | unknown |  |  |  | 33.9583 | -78.0103 | 6403 | 33.9583 | -78.0103 | 6403
304924 | 1WSPN IC#1 | DUKE | 340 | 13.8 | 315 | 6408 | unknown |  |  |  | 33.9583 | -78.0103 | 6403 | 33.9583 | -78.0103 | 6403
304925 | 1WSPN IC#2 | DUKE | 340 | 13.8 | 315 | 6408 | unknown |  |  |  | 33.9583 | -78.0103 | 6403 | 33.9583 | -78.0103 | 6403
304927 | 1WSPN IC#3 | DUKE | 340 | 13.8 | 315 | 6408 | unknown |  |  |  | 33.9583 | -78.0103 | 6403 | 33.9583 | -78.0103 | 6403
304928 | 1WSPN IC#4 | DUKE | 340 | 13.8 | 315 | 6408 | unknown |  |  |  | 33.9583 | -78.0103 | 6403 | 33.9583 | -78.0103 | 6403
1001179 | STR_PT_XF_1179 | DUKE | 340 | 1 | 315 | 6408 | unknown |  |  |  | 33.9583 | -78.0103 | 6403 | 33.9583 | -78.0103 | 6403
1001180 | STR_PT_XF_1180 | DUKE | 340 | 1 | 315 | 6408 | unknown |  |  |  | 33.9583 | -78.0103 | 6403 | 33.9583 | -78.0103 | 6403
304051 | 6CAPEFER230T | DUKE | 340 | 230 | 315 | 6409 | unknown |  |  |  | 35.6333 | -78.955 | 6399 | 35.6333 | -78.955 | 6399
304052 | 3CAPEFR115ST | DUKE | 340 | 115 | 315 | 6409 | unknown |  |  |  | 35.6333 | -78.955 | 6399 | 35.6333 | -78.955 | 6399
304053 | 3CAPEFR115NT | DUKE | 340 | 115 | 315 | 6409 | unknown |  |  |  | 35.6333 | -78.955 | 6399 | 35.6333 | -78.955 | 6399
304057 | 6DARLCNT230T | DUKE | 340 | 230 | 315 | 6410 | known |  | 34.4185 | -80.1657
304651 | 6IND 304651 | DUKE | 340 | 230 | 315 | 6410 | known
304897 | 1DARL CO #1 | DUKE | 340 | 13.8 | 315 | 6410 | known
304898 | 1DARL CO #2 | DUKE | 340 | 13.8 | 315 | 6410 | known
304899 | 1DARL CO #3 | DUKE | 340 | 13.8 | 315 | 6410 | known
304900 | 1DARL CO #4 | DUKE | 340 | 13.8 | 315 | 6410 | known
304901 | 1DARL CO #5 | DUKE | 340 | 13.8 | 315 | 6410 | known
304902 | 1DARL CO #6 | DUKE | 340 | 13.8 | 315 | 6410 | known
304903 | 1DARL CO #7 | DUKE | 340 | 13.8 | 315 | 6410 | known
304904 | 1DARL CO #8 | DUKE | 340 | 13.8 | 315 | 6410 | known
304905 | 1DARL CO #9 | DUKE | 340 | 13.8 | 315 | 6410 | known
304906 | 1DARL CO #10 | DUKE | 340 | 13.8 | 315 | 6410 | known
304907 | 1DARL CO #11 | DUKE | 340 | 13.8 | 315 | 6410 | known
304908 | 1DARL CO #12 | DUKE | 340 | 13.8 | 315 | 6410 | known
304909 | 1DARL CO #13 | DUKE | 340 | 13.8 | 315 | 6410 | known
1001182 | STR_PT_XF_1182 | DUKE | 340 | 1 | 315 | 6410 | known
1001183 | STR_PT_XF_1183 | DUKE | 340 | 1 | 315 | 6410 | known
1001184 | STR_PT_XF_1184 | DUKE | 340 | 1 | 315 | 6410 | known
1001185 | STR_PT_XF_1185 | DUKE | 340 | 1 | 315 | 6410 | known
1001186 | STR_PT_XF_1186 | DUKE | 340 | 1 | 315 | 6410 | known
304088 | 6HENDER 230T | DUKE | 340 | 230 | 315 | 6411 | unknown
304089 | 3HENDER 115T | DUKE | 340 | 115 | 315 | 6411 | unknown
304090 | 3MILBUR115NT | DUKE | 340 | 115 | 315 | 6412 | known
304162 | 6MILBUR230 T | DUKE | 340 | 230 | 315 | 6412 | known |  | 35.8599 | -78.5711
304163 | 3MILBUR115ST | DUKE | 340 | 115 | 315 | 6412 | known
304106 | 3WAKFRST115T | DUKE | 340 | 115 | 315 | 6413 | unknown
304113 | 3WF TAP NC1 | DUKE | 340 | 115 | 315 | 6413 | unknown
304141 | 3WF TAP NC2 | DUKE | 340 | 115 | 315 | 6413 | unknown
304607 | 3PA-WAKEFOR2 | DUKE | 340 | 115 | 315 | 6413 | unknown
305175 | 2E18-WAKE EM | DUKE | 340 | 69 | 315 | 6413 | unknown
304011 | 3NCSU GEN | DUKE | 340 | 115 | 315 | 6414 | unknown
304124 | 6METHOD230 T | DUKE | 340 | 230 | 315 | 6414 | unknown
304137 | 3METHOD115 T | DUKE | 340 | 115 | 315 | 6414 | unknown
304150 | 3IND 304150 | DUKE | 340 | 115 | 315 | 6414 | unknown
304166 | 2ZEBULON69 T | DUKE | 340 | 69 | 315 | 6415 | unknown
304200 | 6ZEBULON230T | DUKE | 340 | 230 | 315 | 6415 | unknown
304201 | 3ZEBULON115T | DUKE | 340 | 115 | 315 | 6415 | unknown
304177 | 3SELMA 115 T | DUKE | 340 | 115 | 315 | 6416 | unknown |  |  |  | 35.3771 | -78.0949 | 6422 | 35.3771 | -78.0949 | 6422
304192 | 6SELMA 230 T | DUKE | 340 | 230 | 315 | 6416 | unknown |  |  |  | 35.3771 | -78.0949 | 6422 | 35.3771 | -78.0949 | 6422
304182 | 6FALLS 230 T | DUKE | 340 | 230 | 315 | 6417 | unknown | [5 empty] | 6412 |  |  | 6412
304185 | 3FALLS115S T | DUKE | 340 | 115 | 315 | 6417 | unknown | [5 empty] | 6412 |  |  | 6412
304272 | 3FALLS115N T | DUKE | 340 | 115 | 315 | 6417 | unknown | [5 empty] | 6412 |  |  | 6412
304196 | 6ERWIN230 T | DUKE | 340 | 230 | 315 | 6418 | unknown
304208 | 3ERWIN115 TT | DUKE | 340 | 115 | 315 | 6418 | unknown
304205 | 6CLINTON230T | DUKE | 340 | 230 | 315 | 6419 | unknown | [6 empty] | 35.3771 | -78.0949 | 6422
304255 | 3CLINTON115T | DUKE | 340 | 115 | 315 | 6419 | unknown | [6 empty] | 35.3771 | -78.0949 | 6422
304221 | 2PA-ROCKMT T | DUKE | 340 | 69 | 315 | 6420 | unknown |  |  |  | 36.0424 | -77.7529 | 6768 | 36.0424 | -77.7529 | 6768
304222 | 6ROCKYMT230T | DUKE | 340 | 230 | 315 | 6420 | unknown |  |  |  | 36.0424 | -77.7529 | 6768 | 36.0424 | -77.7529 | 6768
304223 | 3ROCKYMT115T | DUKE | 340 | 115 | 315 | 6420 | unknown |  |  |  | 36.0424 | -77.7529 | 6768 | 36.0424 | -77.7529 | 6768
304228 | 6WILSON230 T | DUKE | 340 | 230 | 315 | 6421 | unknown | [6 empty] | 36.0424 | -77.7529 | 6768
304230 | 3WILSON115 T | DUKE | 340 | 115 | 315 | 6421 | unknown | [6 empty] | 36.0424 | -77.7529 | 6768
304235 | 3PA-W-11 | DUKE | 340 | 115 | 315 | 6421 | unknown | [6 empty] | 36.0424 | -77.7529 | 6768
304251 | 6LEESUB230 T | DUKE | 340 | 230 | 315 | 6422 | known |  | 35.3771 | -78.0949
304261 | 3LEESUB115ST | DUKE | 340 | 115 | 315 | 6422 | known
304268 | 3LEESUB115NT | DUKE | 340 | 115 | 315 | 6422 | known
304955 | 6WAYNE CO BU | DUKE | 340 | 230 | 315 | 6422 | known |  | 35.3758 | -78.0981
304956 | 1WAYNECO#10 | DUKE | 340 | 18 | 315 | 6422 | known
304957 | 1WAYNECO#11 | DUKE | 340 | 18 | 315 | 6422 | known
304958 | 1WAYNECO#12 | DUKE | 340 | 18 | 315 | 6422 | known
304959 | 1WAYNECO#13 | DUKE | 340 | 18 | 315 | 6422 | known
304960 | 1WAYNE CO #1 | DUKE | 340 | 18 | 315 | 6422 | known
304262 | 3LEECC_1A_11 | DUKE | 340 | 115 | 315 | 6423 | known |  | 35.3736 | -78.0894
304961 | 1LEE CC_1A | DUKE | 340 | 16.5 | 315 | 6423 | known
304263 | 3LEECC_1B_11 | DUKE | 340 | 115 | 315 | 6424 | known |  | 35.3736 | -78.0894
304962 | 1LEE CC_1B | DUKE | 340 | 16.5 | 315 | 6424 | known
304237 | 3MT OLIVE TA | DUKE | 340 | 115 | 315 | 6425 | unknown |  |  |  | 35.3771 | -78.0949 | 6422 | 35.3771 | -78.0949 | 6422
304278 | 3MT OLV115 T | DUKE | 340 | 115 | 315 | 6425 | unknown |  |  |  | 35.3771 | -78.0949 | 6422 | 35.3771 | -78.0949 | 6422
304279 | 6MT OLV230 T | DUKE | 340 | 230 | 315 | 6425 | unknown |  |  |  | 35.3771 | -78.0949 | 6422 | 35.3771 | -78.0949 | 6422
304309 | 6BISCOE230 T | DUKE | 340 | 230 | 315 | 6426 | unknown | [6 empty] | 34.8863 | -80.6391 | 6590
304310 | 3BISCOE115 T | DUKE | 340 | 115 | 315 | 6426 | unknown | [6 empty] | 34.8863 | -80.6391 | 6590
304324 | 3ASHEBO115ET | DUKE | 340 | 115 | 315 | 6427 | unknown |  |  |  | 34.8863 | -80.6391 | 6590 | 34.8863 | -80.6391 | 6590
304331 | 3ASHEBO115WT | DUKE | 340 | 115 | 315 | 6427 | unknown |  |  |  | 34.8863 | -80.6391 | 6590 | 34.8863 | -80.6391 | 6590
304332 | 6ASHEBOR230T | DUKE | 340 | 230 | 315 | 6427 | unknown |  |  |  | 34.8863 | -80.6391 | 6590 | 34.8863 | -80.6391 | 6590
304325 | 1RAMSEUR NEU | DUKE | 340 | 12 | 315 | 6428 | unknown
304328 | 3RAMSEUR 115 | DUKE | 340 | 115 | 315 | 6428 | unknown
304329 | 2RAMSEUR 69 | DUKE | 340 | 69 | 315 | 6428 | unknown
304339 | 3SILERCT115T | DUKE | 340 | 115 | 315 | 6429 | unknown
304340 | 6SILERCT230T | DUKE | 340 | 230 | 315 | 6429 | unknown
304342 | 3BADIN #1 | DUKE | 340 | 115 | 315 | 6430 | known |  | 34.9038 | -79.7583
304343 | 3BADIN #2 | DUKE | 340 | 115 | 315 | 6430 | known |  | 34.9038 | -79.7583
306551 | BADIN RT | DUKE | 342 | 100 | 336 | 6430 | known |  | 34.9038 | -79.7583
309281 | BADIN W | DUKE | 342 | 100 | 336 | 6430 | known |  | 34.9038 | -79.7583
304320 | 3ROCKHAM SUB | DUKE | 340 | 115 | 315 | 6431 | known
304346 | 3ROCKHM115WT | DUKE | 340 | 115 | 315 | 6431 | known |  | 36.3297 | -79.8297
304348 | 6ROCKHAM230T | DUKE | 340 | 230 | 315 | 6431 | known |  | 36.3297 | -79.8297
304349 | 6PH SH WHITE | DUKE | 340 | 230 | 315 | 6431 | known |  | 34.9038 | -79.7583
304350 | 6PH SH BLACK | DUKE | 340 | 230 | 315 | 6431 | known |  | 34.9038 | -79.7583
304353 | 3ROCKHM115ET | DUKE | 340 | 115 | 315 | 6431 | known |  | 34.9038 | -79.7583
305047 | 3E11-MCKINNE | DUKE | 340 | 115 | 315 | 6431 | known
304360 | 6WEST END SU | DUKE | 340 | 230 | 315 | 6432 | unknown
304361 | 6WESTEND230T | DUKE | 340 | 230 | 315 | 6432 | unknown
304362 | 3WESTENE115T | DUKE | 340 | 115 | 315 | 6432 | unknown
304363 | 3WESTENW115T | DUKE | 340 | 115 | 315 | 6432 | unknown
304369 | 2FAYEAST69TT | DUKE | 340 | 69 | 315 | 6433 | unknown | [8 empty] | 11114
304389 | 6FAYEAST230T | DUKE | 340 | 230 | 315 | 6433 | unknown | [8 empty] | 11114
304940 | 1FAY PWC1 | DUKE | 340 | 13.8 | 315 | 6433 | unknown | [8 empty] | 11114
304941 | 1FAY PWC2 | DUKE | 340 | 13.8 | 315 | 6433 | unknown | [8 empty] | 11114
304942 | 1FAY PWC3 | DUKE | 340 | 13.2 | 315 | 6433 | unknown | [8 empty] | 11114
304943 | 1FAY PWC4 | DUKE | 340 | 13.2 | 315 | 6433 | unknown | [8 empty] | 11114
304944 | 1FAY PWC5 | DUKE | 340 | 13.8 | 315 | 6433 | unknown | [8 empty] | 11114
304945 | 1FAY PWC6 | DUKE | 340 | 13.8 | 315 | 6433 | unknown | [8 empty] | 11114
304946 | 1FAY PWC7 | DUKE | 340 | 13.8 | 315 | 6433 | unknown | [8 empty] | 11114
304947 | 1FAY PWC8 | DUKE | 340 | 13.8 | 315 | 6433 | unknown | [8 empty] | 11114
304948 | 1FAY PWC ST | DUKE | 340 | 13.8 | 315 | 6433 | unknown | [8 empty] | 11114
304387 | 6FAY 230 TT | DUKE | 340 | 230 | 315 | 6434 | unknown | [5 empty] | 11114 |  |  | 11114
304392 | 3FAY 115E TT | DUKE | 340 | 115 | 315 | 6434 | unknown | [5 empty] | 11114 |  |  | 11114
304396 | 3FAY 115W TT | DUKE | 340 | 115 | 315 | 6434 | unknown | [5 empty] | 11114 |  |  | 11114
304322 | 3SREMC TAP | DUKE | 340 | 115 | 315 | 6435 | unknown
304379 | 6FT BRAG MAI | DUKE | 340 | 230 | 315 | 6435 | unknown
304398 | 6FBWOOD230 T | DUKE | 340 | 230 | 315 | 6435 | unknown
304399 | 3FBWOOD115 T | DUKE | 340 | 115 | 315 | 6435 | unknown
304409 | 3RAEFRD115NT | DUKE | 340 | 115 | 315 | 6436 | unknown | [5 empty] | 11113 |  |  | 11113
304411 | 3RAEFRD115ST | DUKE | 340 | 115 | 315 | 6436 | unknown | [5 empty] | 11113 |  |  | 11113
304415 | 6RAEFORD230T | DUKE | 340 | 230 | 315 | 6436 | unknown | [5 empty] | 11113 |  |  | 11113
304421 | 3LAURNB115WT | DUKE | 340 | 115 | 315 | 6437 | unknown
304424 | 6LAURINB230T | DUKE | 340 | 230 | 315 | 6437 | unknown
304425 | 3LAURNB115ET | DUKE | 340 | 115 | 315 | 6437 | unknown
304465 | 6NEWBERN230T | DUKE | 340 | 230 | 315 | 6438 | known |  | 35.1413 | -77.1234
304466 | 3NEWBER115NT | DUKE | 340 | 115 | 315 | 6438 | known
304467 | 3IND 304467 | DUKE | 340 | 115 | 315 | 6438 | known
304489 | 3NEWBER115ST | DUKE | 340 | 115 | 315 | 6438 | known
304474 | 6IND 304474 | DUKE | 340 | 230 | 315 | 6439 | unknown | [6 empty] | 35.1413 | -77.1234 | 6438
304480 | 3IND 304480 | DUKE | 340 | 115 | 315 | 6439 | unknown | [6 empty] | 35.1413 | -77.1234 | 6438
304484 | 6HAVELOK230T | DUKE | 340 | 230 | 315 | 6440 | unknown |  |  |  | 35.1413 | -77.1234 | 6438 | 35.1413 | -77.1234 | 6438
304485 | 3HAVLOK115NT | DUKE | 340 | 115 | 315 | 6440 | unknown |  |  |  | 35.1413 | -77.1234 | 6438 | 35.1413 | -77.1234 | 6438
304488 | 3HAVLOK115ST | DUKE | 340 | 115 | 315 | 6440 | unknown |  |  |  | 35.1413 | -77.1234 | 6438 | 35.1413 | -77.1234 | 6438
304497 | 6MORHDWW230T | DUKE | 340 | 230 | 315 | 6441 | unknown
304498 | 3MORHDWW115T | DUKE | 340 | 115 | 315 | 6441 | unknown
304500 | 6WOMMACK230T | DUKE | 340 | 230 | 315 | 6442 | unknown |  |  |  | 35.1413 | -77.1234 | 6438 | 35.1413 | -77.1234 | 6438
304507 | 3WOMACKE115T | DUKE | 340 | 115 | 315 | 6442 | unknown |  |  |  | 35.1413 | -77.1234 | 6438 | 35.1413 | -77.1234 | 6438
304510 | 3WOMACKW115T | DUKE | 340 | 115 | 315 | 6442 | unknown |  |  |  | 35.1413 | -77.1234 | 6438 | 35.1413 | -77.1234 | 6438
304511 | 3WALLACE TAP | DUKE | 340 | 115 | 315 | 6443 | unknown | [6 empty] | 33.9583 | -78.0103 | 6402
304512 | 3WALLACE SUB | DUKE | 340 | 115 | 315 | 6443 | unknown | [6 empty] | 33.9583 | -78.0103 | 6402
305036 | 2E4-WALLACE | DUKE | 340 | 69 | 315 | 6443 | unknown | [6 empty] | 33.9583 | -78.0103 | 6402
304515 | 6WALLACE230T | DUKE | 340 | 230 | 315 | 6444 | unknown |  |  |  | 33.9583 | -78.0103 | 6402 | 33.9583 | -78.0103 | 6402
304517 | 3WALLACE115T | DUKE | 340 | 115 | 315 | 6444 | unknown |  |  |  | 33.9583 | -78.0103 | 6402 | 33.9583 | -78.0103 | 6402
304518 | 6GRNTSCK230T | DUKE | 340 | 230 | 315 | 6445 | unknown
304519 | 3GRNTSCK115T | DUKE | 340 | 115 | 315 | 6445 | unknown
304523 | 6JACKSON SVC | DUKE | 340 | 230 | 315 | 6446 | unknown
304524 | 6JACKSON230T | DUKE | 340 | 230 | 315 | 6446 | unknown
304525 | 3JACKSN115ET | DUKE | 340 | 115 | 315 | 6446 | unknown
304531 | 3JACKSN115WT | DUKE | 340 | 115 | 315 | 6446 | unknown
305068 | 3E9-JAX NORT | DUKE | 340 | 115 | 315 | 6446 | unknown
304542 | 6FOLKSTN230T | DUKE | 340 | 230 | 315 | 6447 | unknown
304543 | 3FOLKSTN115T | DUKE | 340 | 115 | 315 | 6447 | unknown
304545 | 3CASTLH115WT | DUKE | 340 | 115 | 315 | 6448 | known |  | 34.3281 | -77.8771
304550 | 6CASTLEH230T | DUKE | 340 | 230 | 315 | 6448 | known |  | 34.3281 | -77.8771
304551 | 3CASTLH115ET | DUKE | 340 | 115 | 315 | 6448 | known |  | 34.3281 | -77.8771
304547 | 6HARLOWE_TT | DUKE | 340 | 230 | 315 | 6449 | unknown
304548 | 3HARLOWE115T | DUKE | 340 | 115 | 315 | 6449 | unknown
304581 | 3WHITEVL115T | DUKE | 340 | 115 | 315 | 6450 | unknown
304600 | 6WHITEVL230T | DUKE | 340 | 230 | 315 | 6450 | unknown
304582 | 6DELCO230 T | DUKE | 340 | 230 | 315 | 6451 | unknown |  |  |  | 34.2831 | -77.9852 | 6407 | 34.2831 | -77.9852 | 6407
304583 | 3DELCO115E T | DUKE | 340 | 115 | 315 | 6451 | unknown |  |  |  | 34.2831 | -77.9852 | 6407 | 34.2831 | -77.9852 | 6407
304587 | 3DELCO115W T | DUKE | 340 | 115 | 315 | 6451 | unknown |  |  |  | 34.2831 | -77.9852 | 6407 | 34.2831 | -77.9852 | 6407
304614 | 6BARNCRK W T | DUKE | 340 | 230 | 315 | 6452 | unknown
304615 | 6BARNCRK E T | DUKE | 340 | 230 | 315 | 6452 | unknown
304616 | 3BARN CRK T | DUKE | 340 | 115 | 315 | 6452 | unknown
304631 | 6MARION230 T | DUKE | 340 | 230 | 315 | 6453 | unknown | [8 empty] | 6740
304632 | 3MARION115 T | DUKE | 340 | 115 | 315 | 6453 | unknown | [8 empty] | 6740
304659 | 3FLOSUB115WT | DUKE | 340 | 115 | 315 | 6454 | unknown |  |  |  | 34.4185 | -80.1657 | 6410 | 34.4185 | -80.1657 | 6410
304662 | 6FLO SUB230T | DUKE | 340 | 230 | 315 | 6454 | unknown |  |  |  | 34.4185 | -80.1657 | 6410 | 34.4185 | -80.1657 | 6410
304707 | 3FLOSUB115ET | DUKE | 340 | 115 | 315 | 6454 | unknown |  |  |  | 34.4185 | -80.1657 | 6410 | 34.4185 | -80.1657 | 6410
304677 | 6KINGSTR230T | DUKE | 340 | 230 | 315 | 6455 | unknown | [8 empty] | 6722
304678 | 3KINGSTR115T | DUKE | 340 | 115 | 315 | 6455 | unknown | [8 empty] | 6722
304679 | 3KINGTREE SU | DUKE | 340 | 115 | 315 | 6455 | unknown | [8 empty] | 6722
304686 | 3SUMTER115 T | DUKE | 340 | 115 | 315 | 6456 | unknown |  |  |  | 33.8286 | -80.6225 | 7948 | 33.8286 | -80.6225 | 7948
304700 | 6SUMTER230 T | DUKE | 340 | 230 | 315 | 6456 | unknown |  |  |  | 33.8286 | -80.6225 | 7948 | 33.8286 | -80.6225 | 7948
304725 | 3CAMDEN115 T | DUKE | 340 | 115 | 315 | 6457 | unknown
304730 | 6CAMDEN230 T | DUKE | 340 | 230 | 315 | 6457 | unknown
304734 | 3WATEREE115T | DUKE | 340 | 115 | 315 | 6458 | unknown
306416 | WATEREE | DUKE | 342 | 100 | 334 | 6458 | unknown
307862 | 1WATEREE | DUKE | 342 | 6.6 | 334 | 6458 | unknown
304740 | 4WALTERS138 | DUKE | 341 | 138 | 316 | 6459 | known
304741 | 3WALTERS115T | DUKE | 341 | 115 | 316 | 6459 | known
304747 | 5WALTERS | DUKE | 341 | 161 | 316 | 6459 | known |  | 35.7744 | -83.0989
304853 | 1WALTERS #1 | DUKE | 341 | 13.8 | 316 | 6459 | known
304854 | 1WALTERS #2 | DUKE | 341 | 13.8 | 316 | 6459 | known
304855 | 1WALTERS #3 | DUKE | 341 | 13.8 | 316 | 6459 | known
304750 | 3PISGAH | DUKE | 341 | 115 | 316 | 6460 | unknown |  |  |  | 35.5726 | -82.5681 | 6465 | 35.5726 | -82.5681 | 6465
306108 | 6PISGAH | DUKE | 342 | 230 | 332 | 6460 | unknown |  |  |  | 35.5726 | -82.5681 | 6465 | 35.5726 | -82.5681 | 6465
306190 | PISGAH | DUKE | 342 | 100 | 332 | 6460 | unknown |  |  |  | 35.5726 | -82.5681 | 6465 | 35.5726 | -82.5681 | 6465
307335 | 1PISGAH | DUKE | 342 | 44 | 332 | 6460 | unknown |  |  |  | 35.5726 | -82.5681 | 6465 | 35.5726 | -82.5681 | 6465
309015 | PISGACAP | DUKE | 342 | 100 | 332 | 6460 | unknown |  |  |  | 35.5726 | -82.5681 | 6465 | 35.5726 | -82.5681 | 6465
309087 | 1PISGCAP | DUKE | 342 | 44 | 332 | 6460 | unknown |  |  |  | 35.5726 | -82.5681 | 6465 | 35.5726 | -82.5681 | 6465
309450 | 1PISGA 1 | DUKE | 342 | 1 | 332 | 6460 | unknown |  |  |  | 35.5726 | -82.5681 | 6465 | 35.5726 | -82.5681 | 6465
309451 | 1PISGA 2 | DUKE | 342 | 1 | 332 | 6460 | unknown |  |  |  | 35.5726 | -82.5681 | 6465 | 35.5726 | -82.5681 | 6465
309513 | PISG1 | DUKE | 342 | 100 | 332 | 6460 | unknown |  |  |  | 35.5726 | -82.5681 | 6465 | 35.5726 | -82.5681 | 6465
309514 | PISG2 | DUKE | 342 | 100 | 332 | 6460 | unknown |  |  |  | 35.5726 | -82.5681 | 6465 | 35.5726 | -82.5681 | 6465
304756 | 3ENKA115SSET | DUKE | 341 | 115 | 316 | 6461 | unknown |  |  |  | 35.5726 | -82.5681 | 6465 | 35.5726 | -82.5681 | 6465
304757 | 3IND 304757 | DUKE | 341 | 115 | 316 | 6461 | unknown |  |  |  | 35.5726 | -82.5681 | 6465 | 35.5726 | -82.5681 | 6465
304761 | 3IND 304761 | DUKE | 341 | 115 | 316 | 6461 | unknown |  |  |  | 35.5726 | -82.5681 | 6465 | 35.5726 | -82.5681 | 6465
304762 | 3ENKA115SSWT | DUKE | 341 | 115 | 316 | 6461 | unknown |  |  |  | 35.5726 | -82.5681 | 6465 | 35.5726 | -82.5681 | 6465
304763 | 6ENKA230SS T | DUKE | 341 | 230 | 316 | 6461 | unknown |  |  |  | 35.5726 | -82.5681 | 6465 | 35.5726 | -82.5681 | 6465
304765 | 3CRAGGY115ET | DUKE | 341 | 115 | 316 | 6462 | unknown | [6 empty] | 36.5929 | -82.6933 | 5069
304769 | 6CRAGGY230 T | DUKE | 341 | 230 | 316 | 6462 | unknown | [6 empty] | 36.5929 | -82.6933 | 5069
304774 | 3CRAGGY115WT | DUKE | 341 | 115 | 316 | 6462 | unknown | [6 empty] | 36.5929 | -82.6933 | 5069
304773 | 3MARSHALL T | DUKE | 341 | 115 | 316 | 6463 | unknown
304783 | 1MARSHALL | DUKE | 341 | 22.86 | 316 | 6463 | unknown
304856 | 1MARSHAL 1&2 | DUKE | 341 | 4.16 | 316 | 6463 | unknown
304780 | 3CANERV115ST | DUKE | 341 | 115 | 316 | 6464 | unknown |  |  |  | 36.5929 | -82.6933 | 5069 | 36.5929 | -82.6933 | 5069
304781 | 6CANERV230 T | DUKE | 341 | 230 | 316 | 6464 | unknown |  |  |  | 36.5929 | -82.6933 | 5069 | 36.5929 | -82.6933 | 5069
304782 | 3CANERV115NT | DUKE | 341 | 115 | 316 | 6464 | unknown |  |  |  | 36.5929 | -82.6933 | 5069 | 36.5929 | -82.6933 | 5069
304800 | 3ASHVLE115ET | DUKE | 341 | 115 | 316 | 6465 | known |  | 35.5726 | -82.5681
304801 | 3ASHV NTIE T | DUKE | 341 | 115 | 316 | 6465 | known
304802 | 3ASHV STIE T | DUKE | 341 | 115 | 316 | 6465 | known
304803 | 6ASHVLE230 T | DUKE | 341 | 230 | 316 | 6465 | known
304810 | 3ASHVLE115WT | DUKE | 341 | 115 | 316 | 6465 | known
304811 | 3ASHVLE115CT | DUKE | 341 | 115 | 316 | 6465 | known |  | 35.5726 | -82.5681
304814 | 6ASHVCC2-230 | DUKE | 341 | 230 | 316 | 6465 | known |  | 35.5726 | -82.5681
304858 | 1ASHVL #3CT | DUKE | 341 | 18 | 316 | 6465 | known
304859 | 1ASHVL #4CT | DUKE | 341 | 18 | 316 | 6465 | known
304877 | 1ASHVCC2CT7 | DUKE | 341 | 18 | 316 | 6465 | known
304878 | 1ASHVCC2ST8 | DUKE | 341 | 13.8 | 316 | 6465 | known
304812 | 3ASHVCC1C115 | DUKE | 341 | 115 | 316 | 6466 | known |  | 35.5726 | -82.5681
304875 | 1ASHVCC1CT5 | DUKE | 341 | 18 | 316 | 6466 | known
304813 | 3ASHVCC1S115 | DUKE | 341 | 115 | 316 | 6467 | unknown |  |  |  | 35.5726 | -82.5681 | 6465 | 35.5726 | -82.5681 | 6465
304876 | 1ASHVCC1ST6 | DUKE | 341 | 13.8 | 316 | 6467 | unknown |  |  |  | 35.5726 | -82.5681 | 6465 | 35.5726 | -82.5681 | 6465
304820 | 6RICH WHITE | DUKE | 340 | 230 | 315 | 6468 | known |  | 34.8435 | -79.7464
304971 | 1RICH CT1 | DUKE | 340 | 18 | 315 | 6468 | known
304972 | 1RICH CT2 | DUKE | 340 | 18 | 315 | 6468 | known
304973 | 1RICH CT3 | DUKE | 340 | 18 | 315 | 6468 | known
304974 | 1RICH CT4 | DUKE | 340 | 18 | 315 | 6468 | known
304821 | 6RICH BLACK | DUKE | 340 | 230 | 315 | 6469 | known |  | 34.8435 | -79.7464
304975 | 1RICH CT6 | DUKE | 340 | 18 | 315 | 6469 | known
304976 | 1RICH CT7 | DUKE | 340 | 18 | 315 | 6469 | known
304977 | 1RICH CT8 | DUKE | 340 | 18 | 315 | 6469 | known
304978 | 1RICH ST4 | DUKE | 340 | 18 | 315 | 6469 | known
304822 | 6RICH ORANGE | DUKE | 340 | 230 | 315 | 6470 | known |  | 34.8435 | -79.7464
304979 | 1RICH CT9 | DUKE | 340 | 16.5 | 315 | 6470 | known
304980 | 1RICH CT10 | DUKE | 340 | 16.5 | 315 | 6470 | known
304981 | 1RICH ST5 | DUKE | 340 | 18 | 315 | 6470 | known
304963 | 1LEE CC_1C | DUKE | 340 | 16.5 | 315 | 6471 | known
304964 | 1LEE CC_S1 | DUKE | 340 | 19.5 | 315 | 6471 | known
304965 | 6LEE CC_BUS | DUKE | 340 | 230 | 315 | 6471 | known |  | 35.3736 | -78.0894
304405 | 3IND 304405 | DUKE | 340 | 115 | 315 | 6472 | unknown
305221 | 3FAYSOL-SHV | DUKE | 340 | 115 | 315 | 6472 | unknown
305222 | 1FAYSOL-SMV | DUKE | 340 | 24 | 315 | 6472 | unknown
305223 | 1FAYSOL-GMV | DUKE | 340 | 24 | 315 | 6473 | unknown
305224 | 1FAYSOL-GLV | DUKE | 340 | 0.48 | 315 | 6473 | unknown
305310 | 3ELMCTYSOLTA | DUKE | 340 | 115 | 315 | 6474 | unknown
305311 | 3ELMCTYSOLSH | DUKE | 340 | 115 | 315 | 6474 | unknown
305312 | 1ELMCTYSOLSM | DUKE | 340 | 22.86 | 315 | 6474 | unknown
305313 | 1ELMCTYSOLGM | DUKE | 340 | 22.86 | 315 | 6475 | unknown
305314 | 1ELMCTYSOLGL | DUKE | 340 | 0.36 | 315 | 6475 | unknown
305320 | 6EDENSOL-TAP | DUKE | 340 | 230 | 315 | 6476 | unknown
305321 | 6EDENSOLHV | DUKE | 340 | 230 | 315 | 6476 | unknown
305322 | 1EDENSOL1SMV | DUKE | 340 | 34.5 | 315 | 6476 | unknown
305325 | 1EDENSOL2SMV | DUKE | 340 | 34.5 | 315 | 6476 | unknown
305323 | 1EDENSOL1GMV | DUKE | 340 | 34.5 | 315 | 6477 | unknown
305324 | 1EDENSOL1GLV | DUKE | 340 | 0.38 | 315 | 6477 | unknown
305326 | 1EDENSOL2GMV | DUKE | 340 | 34.5 | 315 | 6478 | unknown
305327 | 1EDENSOL2GLV | DUKE | 340 | 0.38 | 315 | 6478 | unknown
305330 | 6BLADENSOLTA | DUKE | 340 | 230 | 315 | 6479 | unknown
305331 | 6BLADENSOLSH | DUKE | 340 | 230 | 315 | 6479 | unknown
305332 | 1BLADENSOLSM | DUKE | 340 | 25 | 315 | 6479 | unknown
305333 | 1BLADENSOLGM | DUKE | 340 | 25 | 315 | 6480 | unknown
305334 | 1BLADENSOLGL | DUKE | 340 | 0.37 | 315 | 6480 | unknown
305380 | 6COLINSOL-TA | DUKE | 340 | 230 | 315 | 6481 | unknown | [8 empty] | 11114
305381 | 6COLINSOLHV | DUKE | 340 | 230 | 315 | 6481 | unknown | [8 empty] | 11114
305382 | 1COLINSOL1SM | DUKE | 340 | 34.5 | 315 | 6481 | unknown | [8 empty] | 11114
305383 | 1COLINSOL1GM | DUKE | 340 | 34.5 | 315 | 6482 | unknown
305384 | 1COLINSOL1GL | DUKE | 340 | 0.37 | 315 | 6482 | unknown
305390 | 6ROWANSOL-TA | DUKE | 340 | 230 | 315 | 6483 | unknown
305391 | 6ROWANSOLHV | DUKE | 340 | 230 | 315 | 6483 | unknown
305392 | 1ROWANSOL1SM | DUKE | 340 | 34.5 | 315 | 6483 | unknown
305395 | 1ROWANSOL2SM | DUKE | 340 | 34.5 | 315 | 6483 | unknown
305393 | 1ROWANSOL1GM | DUKE | 340 | 34.5 | 315 | 6484 | unknown
305394 | 1ROWANSOL1GL | DUKE | 340 | 0.357 | 315 | 6484 | unknown
305396 | 1ROWANSOL2GM | DUKE | 340 | 34.5 | 315 | 6485 | unknown
305397 | 1ROWANSOL2GL | DUKE | 340 | 0.357 | 315 | 6485 | unknown
305400 | 3SNEEDSOL-TA | DUKE | 340 | 115 | 315 | 6486 | unknown
305401 | 3SNEEDSOLHV | DUKE | 340 | 115 | 315 | 6486 | unknown
305402 | 1SNEEDSOL1SM | DUKE | 340 | 34.5 | 315 | 6486 | unknown
305405 | 1SNEEDSOL2SM | DUKE | 340 | 34.5 | 315 | 6486 | unknown
305403 | 1SNEEDSOL1GM | DUKE | 340 | 34.5 | 315 | 6487 | unknown
305404 | 1SNEEDSOL1GL | DUKE | 340 | 0.357 | 315 | 6487 | unknown
305406 | 1SNEEDSOL2GM | DUKE | 340 | 34.5 | 315 | 6488 | unknown
305407 | 1SNEEDSOL2GL | DUKE | 340 | 0.357 | 315 | 6488 | unknown
305410 | 3ROSLINSOLTA | DUKE | 340 | 115 | 315 | 6489 | unknown
305411 | 3ROSLINSOLHV | DUKE | 340 | 115 | 315 | 6489 | unknown
305412 | 1ROSLNSOL1SM | DUKE | 340 | 25 | 315 | 6489 | unknown
305415 | 1ROSLNSOL2SM | DUKE | 340 | 25 | 315 | 6489 | unknown
305413 | 1ROSLNSOL1GM | DUKE | 340 | 25 | 315 | 6490 | unknown
305414 | 1ROSLNSOL1GL | DUKE | 340 | 0.37 | 315 | 6490 | unknown
305416 | 1ROSLNSOL2GM | DUKE | 340 | 25 | 315 | 6491 | unknown
305417 | 1ROSLNSOL2GL | DUKE | 340 | 0.37 | 315 | 6491 | unknown
305420 | 3MAXTNSOLTAP | DUKE | 340 | 115 | 315 | 6492 | unknown
305421 | 3MAXTNSOLHV | DUKE | 340 | 115 | 315 | 6492 | unknown
305422 | 1MAXTNSOLSMV | DUKE | 340 | 34.5 | 315 | 6492 | unknown
305423 | 1MAXTNSOLGMV | DUKE | 340 | 34.5 | 315 | 6493 | unknown
305424 | 1MAXTNSOLGLV | DUKE | 340 | 0.37 | 315 | 6493 | unknown
305450 | 6SANDYBSOLTA | DUKE | 340 | 230 | 315 | 6494 | unknown | [6 empty] | 35.1413 | -77.1234 | 6438
305451 | 6SANDYBSOLSH | DUKE | 340 | 230 | 315 | 6494 | unknown | [6 empty] | 35.1413 | -77.1234 | 6438
305452 | 1SANDYBSOLSM | DUKE | 340 | 34.5 | 315 | 6494 | unknown | [6 empty] | 35.1413 | -77.1234 | 6438
305453 | 1SANDYBSOLGM | DUKE | 340 | 34.5 | 315 | 6495 | unknown
305454 | 1SANDYBSOLGL | DUKE | 340 | 0.6 | 315 | 6495 | unknown
305470 | 6WILARDSOLTA | DUKE | 340 | 230 | 315 | 6496 | unknown
305471 | 6WILARDSOLSH | DUKE | 340 | 230 | 315 | 6496 | unknown
305472 | 1WILARDSOLSM | DUKE | 340 | 34.5 | 315 | 6496 | unknown
305473 | 1WILARDSOLGM | DUKE | 340 | 34.5 | 315 | 6497 | unknown
305474 | 1WILARDSOLGL | DUKE | 340 | 0.6 | 315 | 6497 | unknown
305530 | 6TRNBLSOLTAP | DUKE | 340 | 230 | 315 | 6498 | unknown | [5 empty] | 11114 |  |  | 11114
305531 | 6TURNBLSOLSH | DUKE | 340 | 230 | 315 | 6498 | unknown | [5 empty] | 11114 |  |  | 11114
305532 | 1TURNBLSOLSM | DUKE | 340 | 34.5 | 315 | 6498 | unknown | [5 empty] | 11114 |  |  | 11114
305533 | 1TURNBLSOLGM | DUKE | 340 | 34.5 | 315 | 6499 | unknown | [8 empty] | 11114
305534 | 1TURNBLSOLGL | DUKE | 340 | 0.55 | 315 | 6499 | unknown | [8 empty] | 11114
305630 | 6SHOECKSOLTA | DUKE | 340 | 230 | 315 | 6500 | unknown | [8 empty] | 11114
305631 | 6SHOECKSOLSH | DUKE | 340 | 230 | 315 | 6500 | unknown | [8 empty] | 11114
305632 | 1SHOECKSOLSM | DUKE | 340 | 34.5 | 315 | 6500 | unknown | [8 empty] | 11114
305633 | 1SHOECKSOLGM | DUKE | 340 | 34.5 | 315 | 6501 | unknown
305634 | 1SHOECKSOLGL | DUKE | 340 | 0.385 | 315 | 6501 | unknown
305640 | 3BULLOKSOLTA | DUKE | 340 | 115 | 315 | 6502 | unknown
305641 | 3BULLOKSOLSH | DUKE | 340 | 115 | 315 | 6502 | unknown
305642 | 1BULLOKSOLSM | DUKE | 340 | 34.5 | 315 | 6502 | unknown
305643 | 1BULLOKSOLGM | DUKE | 340 | 34.5 | 315 | 6503 | unknown
305644 | 1BULLOKSOLGL | DUKE | 340 | 0.385 | 315 | 6503 | unknown
305661 | 3FOXCRKSOLSH | DUKE | 340 | 115 | 315 | 6504 | unknown
305662 | 1FOXCRKSOLSM | DUKE | 340 | 34.5 | 315 | 6504 | unknown
305663 | 1FOXCRKSOLGM | DUKE | 340 | 34.5 | 315 | 6505 | unknown
305664 | 1FOXCRKSOLGL | DUKE | 340 | 0.55 | 315 | 6505 | unknown
305670 | 3FRAZERSOLTA | DUKE | 340 | 115 | 315 | 6506 | unknown
305671 | 3FRAZERSOLSH | DUKE | 340 | 115 | 315 | 6506 | unknown
305672 | 1FRAZERSOLSM | DUKE | 340 | 34.5 | 315 | 6506 | unknown
305673 | 1FRAZERSOLGM | DUKE | 340 | 34.5 | 315 | 6507 | unknown
305674 | 1FRAZERSOLGL | DUKE | 340 | 0.55 | 315 | 6507 | unknown
305710 | 6BUKLEBSOLTA | DUKE | 340 | 230 | 315 | 6508 | unknown
305711 | 6BUKLEBSOLSH | DUKE | 340 | 230 | 315 | 6508 | unknown
305712 | 1BUKLEBSOLSM | DUKE | 340 | 34.5 | 315 | 6508 | unknown
305713 | 1BUKLEBSOLGM | DUKE | 340 | 34.5 | 315 | 6509 | unknown
305714 | 1BUKLEBSOLGL | DUKE | 340 | 0.55 | 315 | 6509 | unknown
305880 | 6CROOKDSOLTA | DUKE | 340 | 230 | 315 | 6510 | unknown | [6 empty] | 33.9583 | -78.0103 | 6402
305881 | 6CROOKDSOLSH | DUKE | 340 | 230 | 315 | 6510 | unknown | [6 empty] | 33.9583 | -78.0103 | 6402
305882 | 1CROOKDSOLSM | DUKE | 340 | 34.5 | 315 | 6510 | unknown | [6 empty] | 33.9583 | -78.0103 | 6402
305883 | 1CROOKDSOLGM | DUKE | 340 | 34.5 | 315 | 6511 | unknown
305884 | 1CROOKDSOLGL | DUKE | 340 | 0.55 | 315 | 6511 | unknown
304499 | 6WARSAWSOLTA | DUKE | 340 | 230 | 315 | 6512 | unknown
305900 | 6WARSAWSOLHV | DUKE | 340 | 230 | 315 | 6512 | unknown
305901 | 1WARSWSOL1SM | DUKE | 340 | 24 | 315 | 6512 | unknown
305904 | 1WARSWSOL2SM | DUKE | 340 | 24 | 315 | 6512 | unknown
305902 | 1WARSWSOL1GM | DUKE | 340 | 24 | 315 | 6513 | unknown
305903 | 1WARSWSOL1GL | DUKE | 340 | 0.36 | 315 | 6513 | unknown
305905 | 1WARSWSOL2GM | DUKE | 340 | 24 | 315 | 6514 | unknown
305906 | 1WARSWSOL2GL | DUKE | 340 | 0.36 | 315 | 6514 | unknown
306001 | 3CLARK H | DUKE | 342 | 115 | 331 | 6515 | known |  | 34.9038 | -79.7583
306022 | CLARK HL | DUKE | 342 | 100 | 331 | 6515 | known
307041 | 1CLARK H | DUKE | 342 | 44 | 331 | 6515 | known
309302 | CLARK H2 | DUKE | 342 | 100 | 331 | 6515 | known
306003 | 6ANDERSN | DUKE | 342 | 230 | 331 | 6516 | known |  | 34.4381 | -82.6659
306009 | ANDERSON | DUKE | 342 | 100 | 331 | 6516 | known
306027 | BUS 306027 | DUKE | 342 | 100 | 331 | 6516 | known
307005 | 1ANDRSN+ | DUKE | 342 | 44 | 331 | 6516 | known
309004 | ANDERCAP | DUKE | 342 | 100 | 331 | 6516 | known
309070 | 1ANDRCAP | DUKE | 342 | 44 | 331 | 6516 | known
309401 | 1ANDER 1 | DUKE | 342 | 1 | 331 | 6516 | known
309402 | 1ANDER 2 | DUKE | 342 | 1 | 331 | 6516 | known
309403 | 1ANDER 4 | DUKE | 342 | 1 | 331 | 6516 | known
309577 | AND1 | DUKE | 342 | 100 | 331 | 6516 | known
309578 | AND2 | DUKE | 342 | 100 | 331 | 6516 | known
309580 | AND4 | DUKE | 342 | 100 | 331 | 6516 | known
306004 | 6CENTRAL | DUKE | 342 | 230 | 331 | 6517 | unknown |  |  |  | 35.3736 | -78.0894 | 6523 | 35.3736 | -78.0894 | 6523
306017 | CENTRAL | DUKE | 342 | 100 | 331 | 6517 | unknown |  |  |  | 35.3736 | -78.0894 | 6523 | 35.3736 | -78.0894 | 6523
307040 | 1CENTRAL | DUKE | 342 | 44 | 331 | 6517 | unknown |  |  |  | 35.3736 | -78.0894 | 6523 | 35.3736 | -78.0894 | 6523
309405 | 1CENTRL 1 | DUKE | 342 | 1 | 331 | 6517 | unknown |  |  |  | 35.3736 | -78.0894 | 6523 | 35.3736 | -78.0894 | 6523
309406 | 1CENTRL 2 | DUKE | 342 | 1 | 331 | 6517 | unknown |  |  |  | 35.3736 | -78.0894 | 6523 | 35.3736 | -78.0894 | 6523
309407 | 1CENTRL 3 | DUKE | 342 | 1 | 331 | 6517 | unknown |  |  |  | 35.3736 | -78.0894 | 6523 | 35.3736 | -78.0894 | 6523
309408 | 1CENTRL 4 | DUKE | 342 | 1 | 331 | 6517 | unknown |  |  |  | 35.3736 | -78.0894 | 6523 | 35.3736 | -78.0894 | 6523
309501 | CENT1 | DUKE | 342 | 100 | 331 | 6517 | unknown |  |  |  | 35.3736 | -78.0894 | 6523 | 35.3736 | -78.0894 | 6523
309502 | CENT2 | DUKE | 342 | 100 | 331 | 6517 | unknown |  |  |  | 35.3736 | -78.0894 | 6523 | 35.3736 | -78.0894 | 6523
309503 | CENT3 | DUKE | 342 | 100 | 331 | 6517 | unknown |  |  |  | 35.3736 | -78.0894 | 6523 | 35.3736 | -78.0894 | 6523
309504 | CENT4 | DUKE | 342 | 100 | 331 | 6517 | unknown |  |  |  | 35.3736 | -78.0894 | 6523 | 35.3736 | -78.0894 | 6523
306005 | 6HODGES | DUKE | 342 | 230 | 331 | 6518 | unknown | [5 empty] | 14193 |  |  | 14193
306038 | HODGES | DUKE | 342 | 100 | 331 | 6518 | unknown | [5 empty] | 14193 |  |  | 14193
307088 | 1HODGES | DUKE | 342 | 44 | 331 | 6518 | unknown | [5 empty] | 14193 |  |  | 14193
307555 | HODG3 | DUKE | 342 | 100 | 338 | 6518 | unknown | [5 empty] | 14193 |  |  | 14193
309006 | HODGECAP | DUKE | 342 | 100 | 331 | 6518 | unknown | [5 empty] | 14193 |  |  | 14193
309418 | 1HODGE 1 | DUKE | 342 | 1 | 331 | 6518 | unknown | [5 empty] | 14193 |  |  | 14193
309419 | 1HODGE 2 | DUKE | 342 | 1 | 331 | 6518 | unknown | [5 empty] | 14193 |  |  | 14193
309479 | 1HODGE3 | DUKE | 342 | 1 | 338 | 6518 | unknown | [5 empty] | 14193 |  |  | 14193
309587 | HODG1 | DUKE | 342 | 100 | 331 | 6518 | unknown | [5 empty] | 14193 |  |  | 14193
309588 | HODG2 | DUKE | 342 | 100 | 331 | 6518 | unknown | [5 empty] | 14193 |  |  | 14193
306006 | 6KEOWEE | DUKE | 342 | 230 | 331 | 6519 | known
306007 | 6OCONEE | DUKE | 342 | 230 | 331 | 6519 | known |  | 34.7953 | -82.8958
306008 | 8OCONEE | DUKE | 342 | 500 | 331 | 6519 | known |  | 34.7953 | -82.8958
307195 | 1KEOWEE | DUKE | 342 | 13.8 | 331 | 6519 | known
307199 | 1OCONEE1 | DUKE | 342 | 19 | 331 | 6519 | known
307200 | 1OCONEE3 | DUKE | 342 | 19 | 331 | 6519 | known
307210 | 1OCONEE2 | DUKE | 342 | 19 | 331 | 6519 | known
308544 | 1KEOWEEAT1 | DUKE | 342 | 1 | 331 | 6519 | known
308880 | 1KEOWEE2 | DUKE | 342 | 13.8 | 331 | 6519 | known
309001 | 8ASBRTRT | DUKE | 342 | 500 | 331 | 6519 | known |  | 34.7145 | -82.7919
309002 | 8KATRTRT | DUKE | 342 | 500 | 331 | 6519 | known |  | 34.7953 | -82.8958
309003 | 8ASBRTR | DUKE | 342 | 500 | 331 | 6519 | known
309011 | 8KATRTR | DUKE | 342 | 500 | 331 | 6519 | known
306028 | CORONACA | DUKE | 342 | 100 | 331 | 6520 | unknown | [8 empty] | 14193
307049 | 1CORONAC | DUKE | 342 | 44 | 331 | 6520 | unknown | [8 empty] | 14193
309071 | 1COROCAP | DUKE | 342 | 44 | 331 | 6520 | unknown | [8 empty] | 14193
306029 | CRETO | DUKE | 342 | 100 | 331 | 6521 | unknown | [6 empty] | 34.9038 | -79.7583 | 6515
307050 | 1CRETO | DUKE | 342 | 44 | 331 | 6521 | unknown | [6 empty] | 34.9038 | -79.7583 | 6515
309005 | CRETOCAP | DUKE | 342 | 100 | 331 | 6521 | unknown | [6 empty] | 34.9038 | -79.7583 | 6515
306030 | CYPRESSBK3 | DUKE | 342 | 100 | 331 | 6522 | unknown | [8 empty] | 14193
307051 | 1CYPRESS | DUKE | 342 | 44 | 331 | 6522 | unknown | [8 empty] | 14193
307618 | CYPRESSBK2 | DUKE | 342 | 100 | 331 | 6522 | unknown | [8 empty] | 14193
309072 | 1CYPRCAP | DUKE | 342 | 44 | 331 | 6522 | unknown | [8 empty] | 14193
306041 | LEE | DUKE | 342 | 100 | 331 | 6523 | known |  | 35.3736 | -78.0894
307197 | 1LEE 3 | DUKE | 342 | 18 | 331 | 6523 | known
307198 | 1LEE CT7 | DUKE | 342 | 13.8 | 331 | 6523 | known
307882 | 1LEE CT8 | DUKE | 342 | 13.8 | 331 | 6523 | known
308514 | LEE3 | DUKE | 342 | 100 | 331 | 6523 | known
309007 | LEECAP | DUKE | 342 | 100 | 331 | 6523 | known
306058 | 6SADLERY | DUKE | 342 | 230 | 337 | 6524 | unknown | [5 empty] | 6575 |  |  | 6575
306718 | 6SADLERR | DUKE | 342 | 230 | 337 | 6524 | unknown | [5 empty] | 6575 |  |  | 6575
306790 | SADLER | DUKE | 342 | 100 | 337 | 6524 | unknown | [5 empty] | 6575 |  |  | 6575
308351 | 1SADLER | DUKE | 342 | 44 | 337 | 6524 | unknown | [5 empty] | 6575 |  |  | 6575
309054 | SADLECAP | DUKE | 342 | 100 | 337 | 6524 | unknown | [5 empty] | 6575 |  |  | 6575
309458 | 1SADLE 4 | DUKE | 342 | 1 | 337 | 6524 | unknown | [5 empty] | 6575 |  |  | 6575
309464 | 1SADLE 3 | DUKE | 342 | 1 | 337 | 6524 | unknown | [5 empty] | 6575 |  |  | 6575
309517 | SADL3 | DUKE | 342 | 100 | 337 | 6524 | unknown | [5 empty] | 6575 |  |  | 6575
309518 | SADL4 | DUKE | 342 | 100 | 337 | 6524 | unknown | [5 empty] | 6575 |  |  | 6575
306066 | TOXAWAY | DUKE | 342 | 100 | 331 | 6525 | unknown | [5 empty] | 6675 |  |  | 6675
307167 | 1TOXAWAY | DUKE | 342 | 44 | 331 | 6525 | unknown | [5 empty] | 6675 |  |  | 6675
309077 | 1TOXACAP | DUKE | 342 | 44 | 331 | 6525 | unknown | [5 empty] | 6675 |  |  | 6675
306082 | 1MILLCKG1 | DUKE | 342 | 13.8 | 334 | 6526 | known
306083 | 1MILLCKG2 | DUKE | 342 | 13.8 | 334 | 6526 | known
306084 | 1MILLCKG3 | DUKE | 342 | 13.8 | 334 | 6526 | known
306086 | 1MILLCKG4 | DUKE | 342 | 13.8 | 334 | 6526 | known
306087 | 1MILLCKG5 | DUKE | 342 | 13.8 | 334 | 6526 | known
306088 | 1MILLCKG6 | DUKE | 342 | 13.8 | 334 | 6526 | known
306090 | 1MILLCKG7 | DUKE | 342 | 13.8 | 334 | 6526 | known
306091 | 1MILLCKG8 | DUKE | 342 | 13.8 | 334 | 6526 | known
306335 | 6RIPP | DUKE | 342 | 230 | 334 | 6526 | known |  | 35.1575 | -81.4329
308396 | 1MILLCKAT1 | DUKE | 342 | 1 | 334 | 6526 | known
308397 | 1MILLCKAT2 | DUKE | 342 | 1 | 334 | 6526 | known
308398 | 1MILLCKAT3 | DUKE | 342 | 1 | 334 | 6526 | known
308399 | 1MILLCKAT4 | DUKE | 342 | 1 | 334 | 6526 | known
308480 | 6MILLCK1 | DUKE | 342 | 230 | 334 | 6526 | known
308490 | 6MILLCK2 | DUKE | 342 | 230 | 334 | 6526 | known
306101 | 3HORSESH | DUKE | 342 | 115 | 332 | 6527 | unknown | [6 empty] | 35.5726 | -82.5681 | 6465
306164 | HORSESHO | DUKE | 342 | 100 | 332 | 6527 | unknown | [6 empty] | 35.5726 | -82.5681 | 6465
307284 | 1HORSHOE | DUKE | 342 | 44 | 332 | 6527 | unknown | [6 empty] | 35.5726 | -82.5681 | 6465
309084 | 1HORSCAP | DUKE | 342 | 44 | 332 | 6527 | unknown | [6 empty] | 35.5726 | -82.5681 | 6465
309313 | HORSES1&2 | DUKE | 342 | 100 | 332 | 6527 | unknown | [6 empty] | 35.5726 | -82.5681 | 6465
309371 | HORSE3&4 | DUKE | 342 | 100 | 332 | 6527 | unknown | [6 empty] | 35.5726 | -82.5681 | 6465
306106 | 6JOCASSE | DUKE | 342 | 230 | 332 | 6528 | known |  | 34.9581 | -82.9099
306113 | 8JOCASSE | DUKE | 342 | 500 | 332 | 6528 | known |  | 34.9581 | -82.9099
307370 | 1JOCASSE1 | DUKE | 342 | 14.4 | 332 | 6528 | known
307371 | 1JOCASSE2 | DUKE | 342 | 14.4 | 332 | 6528 | known |  | 34.9581 | -82.9099
307372 | 1JOCASSE3 | DUKE | 342 | 14.4 | 332 | 6528 | known
307373 | 1JOCASSE4 | DUKE | 342 | 14.4 | 332 | 6528 | known
307690 | 6JOCASSE BK | DUKE | 342 | 230 | 332 | 6528 | known
308546 | 1JOCASSEAT2 | DUKE | 342 | 1 | 332 | 6528 | known
306107 | 6N GRNVL | DUKE | 342 | 230 | 332 | 6529 | unknown | [5 empty] | 6519 |  |  | 6519
306182 | N GRNVLE | DUKE | 342 | 100 | 332 | 6529 | unknown | [5 empty] | 6519 |  |  | 6519
307323 | 1N GVLE | DUKE | 342 | 44 | 332 | 6529 | unknown | [5 empty] | 6519 |  |  | 6519
309435 | 1N GRNV 1 | DUKE | 342 | 1 | 332 | 6529 | unknown | [5 empty] | 6519 |  |  | 6519
309436 | 1N GRNV 2 | DUKE | 342 | 1 | 332 | 6529 | unknown | [5 empty] | 6519 |  |  | 6519
309437 | 1N GRNV 3 | DUKE | 342 | 1 | 332 | 6529 | unknown | [5 empty] | 6519 |  |  | 6519
309438 | 1N GRNV 4 | DUKE | 342 | 1 | 332 | 6529 | unknown | [5 empty] | 6519 |  |  | 6519
309569 | NGV1 | DUKE | 342 | 100 | 332 | 6529 | unknown | [5 empty] | 6519 |  |  | 6519
309570 | NGV2 | DUKE | 342 | 100 | 332 | 6529 | unknown | [5 empty] | 6519 |  |  | 6519
309571 | NGV3 | DUKE | 342 | 100 | 332 | 6529 | unknown | [5 empty] | 6519 |  |  | 6519
309572 | NGV4 | DUKE | 342 | 100 | 332 | 6529 | unknown | [5 empty] | 6519 |  |  | 6519
306109 | 6SHADY G | DUKE | 342 | 230 | 332 | 6530 | unknown
306195 | SHADY GR | DUKE | 342 | 100 | 332 | 6530 | unknown
307346 | 1SHADY G | DUKE | 342 | 44 | 332 | 6530 | unknown
309017 | SHDYGCAP | DUKE | 342 | 100 | 332 | 6530 | unknown
309459 | 1SHADY 1 | DUKE | 342 | 1 | 332 | 6530 | unknown
309460 | 1SHADY 2 | DUKE | 342 | 1 | 332 | 6530 | unknown
309515 | SHADY1 | DUKE | 342 | 100 | 332 | 6530 | unknown
309516 | SHADY2 | DUKE | 342 | 100 | 332 | 6530 | unknown
306111 | 6_TIGER | DUKE | 342 | 230 | 332 | 6531 | unknown | [8 empty] | 6535
306198 | TIGER | DUKE | 342 | 100 | 332 | 6531 | unknown | [8 empty] | 6535
307350 | 1TIGER | DUKE | 342 | 44 | 332 | 6531 | unknown | [8 empty] | 6535
309018 | TIGERCAP | DUKE | 342 | 100 | 332 | 6531 | unknown | [8 empty] | 6535
309465 | 1TIGER 3 | DUKE | 342 | 1 | 332 | 6531 | unknown | [8 empty] | 6535
309467 | 1TIGER 5 | DUKE | 342 | 1 | 332 | 6531 | unknown | [8 empty] | 6535
309475 | 1TIGER 6 | DUKE | 342 | 1 | 332 | 6531 | unknown | [8 empty] | 6535
309519 | TIG3 | DUKE | 342 | 100 | 332 | 6531 | unknown | [8 empty] | 6535
309520 | TIG5 | DUKE | 342 | 100 | 332 | 6531 | unknown | [8 empty] | 6535
309521 | TIG6 | DUKE | 342 | 100 | 332 | 6531 | unknown | [8 empty] | 6535
306112 | 8BAD CRK | DUKE | 342 | 500 | 332 | 6532 | known |  | 35.0073 | -82.9971
306207 | 1BADCRK12 | DUKE | 342 | 19 | 332 | 6532 | known |  | 35.0073 | -82.9971
306208 | 1BADCRK34 | DUKE | 342 | 19 | 332 | 6532 | known |  | 35.0073 | -82.9971
308513 | 1BADCREEKAT1 | DUKE | 342 | 1 | 332 | 6532 | known
306155 | GREENVLE | DUKE | 342 | 100 | 332 | 6533 | unknown | [8 empty] | 6519
307275 | 1GRENVIL | DUKE | 342 | 44 | 332 | 6533 | unknown | [8 empty] | 6519
309311 | GREENVL2 | DUKE | 342 | 100 | 332 | 6533 | unknown | [8 empty] | 6519
306188 | PICKENS | DUKE | 342 | 100 | 332 | 6534 | unknown
307333 | 1PICKENS | DUKE | 342 | 44 | 332 | 6534 | unknown
309086 | 1PICKCAP | DUKE | 342 | 44 | 332 | 6534 | unknown
306222 | 1BRECG4 | DUKE | 342 | 18 | 333 | 6535 | known
306224 | 1BRECG5 | DUKE | 342 | 18 | 333 | 6535 | known
306265 | 6RIVERVW | DUKE | 342 | 230 | 333 | 6535 | known |  | 35.0762 | -81.5742
306314 | 1BRECG1 | DUKE | 342 | 18 | 333 | 6535 | known
306315 | 1BRECG2 | DUKE | 342 | 18 | 333 | 6535 | known
306316 | 1BRECG3 | DUKE | 342 | 18 | 333 | 6535 | known
308810 | 6BRECBL1 | DUKE | 342 | 230 | 333 | 6535 | known
308811 | 6BRECBL2 | DUKE | 342 | 230 | 333 | 6535 | known |  | 35.0762 | -81.5742
306231 | 3BUSH Y | DUKE | 342 | 115 | 333 | 6536 | unknown
306232 | 3BUSH R | DUKE | 342 | 115 | 333 | 6536 | unknown
306233 | 6BUSH RV | DUKE | 342 | 230 | 333 | 6536 | unknown
306242 | BUSH RIV | DUKE | 342 | 100 | 333 | 6536 | unknown
307035 | 1BUSH RV | DUKE | 342 | 44 | 333 | 6536 | unknown
309019 | BUSH CAP | DUKE | 342 | 100 | 333 | 6536 | unknown
309319 | BUSH RI2 | DUKE | 342 | 100 | 333 | 6536 | unknown
309404 | 1BUSH R 1 | DUKE | 342 | 1 | 333 | 6536 | unknown
309522 | BUSH1 | DUKE | 342 | 100 | 333 | 6536 | unknown
306234 | 6CLIFSID | DUKE | 342 | 230 | 333 | 6537 | unknown | [8 empty] | 6526
306245 | CLIFSID | DUKE | 342 | 100 | 333 | 6537 | unknown | [8 empty] | 6526
307431 | 1CLIFTRT | DUKE | 342 | 44 | 333 | 6537 | unknown | [8 empty] | 6526
307610 | 1CLIFSID5 | DUKE | 342 | 24 | 333 | 6537 | unknown | [8 empty] | 6526
309409 | 1CLIFF A1 | DUKE | 342 | 1 | 333 | 6537 | unknown | [8 empty] | 6526
309410 | 1CLIFF A2 | DUKE | 342 | 1 | 333 | 6537 | unknown | [8 empty] | 6526
309581 | CLIF1 | DUKE | 342 | 100 | 333 | 6537 | unknown | [8 empty] | 6526
309582 | CLIF2 | DUKE | 342 | 100 | 333 | 6537 | unknown | [8 empty] | 6526
306235 | 6PACOLET | DUKE | 342 | 230 | 333 | 6538 | unknown |  |  |  | 35.0518 | -81.0746 | 6544 | 35.0518 | -81.0746 | 6544
306286 | PACOLET | DUKE | 342 | 100 | 333 | 6538 | unknown |  |  |  | 35.0518 | -81.0746 | 6544 | 35.0518 | -81.0746 | 6544
309022 | PAC100CAP | DUKE | 342 | 100 | 333 | 6538 | unknown |  |  |  | 35.0518 | -81.0746 | 6544 | 35.0518 | -81.0746 | 6544
309553 | PAC1 | DUKE | 342 | 100 | 333 | 6538 | unknown |  |  |  | 35.0518 | -81.0746 | 6544 | 35.0518 | -81.0746 | 6544
309554 | PAC2 | DUKE | 342 | 100 | 333 | 6538 | unknown |  |  |  | 35.0518 | -81.0746 | 6544 | 35.0518 | -81.0746 | 6544
309555 | PAC3 | DUKE | 342 | 100 | 333 | 6538 | unknown |  |  |  | 35.0518 | -81.0746 | 6544 | 35.0518 | -81.0746 | 6544
306236 | 6PEACH V | DUKE | 342 | 230 | 333 | 6539 | unknown | [5 empty] | 6535 |  |  | 6535
306287 | PEACH VY | DUKE | 342 | 100 | 333 | 6539 | unknown | [5 empty] | 6535 |  |  | 6535
307542 | 1PEACH V | DUKE | 342 | 44 | 333 | 6539 | unknown | [5 empty] | 6535 |  |  | 6535
309165 | 6LDNCKB_RTR | DUKE | 342 | 230 | 333 | 6539 | unknown | [5 empty] | 6535 |  |  | 6535
309166 | 6LDNCKW_RTR | DUKE | 342 | 230 | 333 | 6539 | unknown | [5 empty] | 6535 |  |  | 6535
309445 | 1PEACH 1 | DUKE | 342 | 1 | 333 | 6539 | unknown | [5 empty] | 6535 |  |  | 6535
309446 | 1PEACH 2 | DUKE | 342 | 1 | 333 | 6539 | unknown | [5 empty] | 6535 |  |  | 6535
309447 | 1PEACH 3 | DUKE | 342 | 1 | 333 | 6539 | unknown | [5 empty] | 6535 |  |  | 6535
309532 | PCHV1 | DUKE | 342 | 100 | 333 | 6539 | unknown | [5 empty] | 6535 |  |  | 6535
309533 | PCHV2 | DUKE | 342 | 100 | 333 | 6539 | unknown | [5 empty] | 6535 |  |  | 6535
309534 | PCHV3 | DUKE | 342 | 100 | 333 | 6539 | unknown | [5 empty] | 6535 |  |  | 6535
306254 | GAFFNEY | DUKE | 342 | 100 | 333 | 6540 | unknown
307465 | 1GAFFNEY | DUKE | 342 | 44 | 333 | 6540 | unknown
309092 | 1GAFFCAP | DUKE | 342 | 44 | 333 | 6540 | unknown
306269 | LAWSONFK | DUKE | 342 | 100 | 333 | 6541 | unknown | [8 empty] | 6535
307504 | 1LAWSONF | DUKE | 342 | 44 | 333 | 6541 | unknown | [8 empty] | 6535
309096 | 1LAWSCAP | DUKE | 342 | 44 | 333 | 6541 | unknown | [8 empty] | 6535
309601 | BMONT T | DUKE | 342 | 100 | 333 | 6541 | unknown | [8 empty] | 6535
306324 | CHEROKEE | DUKE | 342 | 100 | 331 | 6542 | unknown
306325 | 1CHEROKEG | DUKE | 342 | 13.8 | 331 | 6542 | unknown
306326 | 1CHEROKES | DUKE | 342 | 13.8 | 331 | 6542 | unknown
306331 | 6ALLEN | DUKE | 342 | 230 | 334 | 6543 | unknown |  |  |  | 35.0518 | -81.0746 | 6544 | 35.0518 | -81.0746 | 6544
308502 | ALLEN2B | DUKE | 342 | 100 | 334 | 6543 | unknown |  |  |  | 35.0518 | -81.0746 | 6544 | 35.0518 | -81.0746 | 6544
309547 | ALLEN6 | DUKE | 342 | 100 | 334 | 6543 | unknown |  |  |  | 35.0518 | -81.0746 | 6544 | 35.0518 | -81.0746 | 6544
306332 | 6CATAWBA | DUKE | 342 | 230 | 334 | 6544 | known |  | 35.0518 | -81.0746
307856 | 1CATAWBA1 | DUKE | 342 | 22 | 334 | 6544 | known
307857 | 1CATAWBA2 | DUKE | 342 | 22 | 334 | 6544 | known
306333 | 6NEWPORT | DUKE | 342 | 230 | 334 | 6545 | known
306337 | 8NEWPORT | DUKE | 342 | 500 | 334 | 6545 | known |  | 34.9038 | -79.7583
306385 | NEWPORT | DUKE | 342 | 100 | 334 | 6545 | known
307747 | 1NEWPORT | DUKE | 342 | 44 | 334 | 6545 | known
309025 | 8RICHMNRTRT | DUKE | 342 | 500 | 334 | 6545 | known |  | 34.9038 | -79.7583
309163 | 8RICHMNRTR | DUKE | 342 | 500 | 334 | 6545 | known
309439 | 1NEWPO 1 | DUKE | 342 | 1 | 334 | 6545 | known
309440 | 1NEWPO 2 | DUKE | 342 | 1 | 334 | 6545 | known
309441 | 1NEWPO 3 | DUKE | 342 | 1 | 334 | 6545 | known
309526 | NEWP1 | DUKE | 342 | 100 | 334 | 6545 | known
309527 | NEWP2 | DUKE | 342 | 100 | 334 | 6545 | known
309528 | NEWP3 | DUKE | 342 | 100 | 334 | 6545 | known
306334 | 6PEACOCK_R | DUKE | 342 | 230 | 334 | 6546 | unknown |  |  |  | 35.0518 | -81.0746 | 6544 | 35.0518 | -81.0746 | 6544
306387 | PEACOCK | DUKE | 342 | 100 | 334 | 6546 | unknown |  |  |  | 35.0518 | -81.0746 | 6544 | 35.0518 | -81.0746 | 6544
307757 | 1PEACOCK | DUKE | 342 | 44 | 334 | 6546 | unknown |  |  |  | 35.0518 | -81.0746 | 6544 | 35.0518 | -81.0746 | 6544
308334 | 6PEACOCK_Y | DUKE | 342 | 230 | 334 | 6546 | unknown |  |  |  | 35.0518 | -81.0746 | 6544 | 35.0518 | -81.0746 | 6544
309448 | 1PEACO 1 | DUKE | 342 | 1 | 334 | 6546 | unknown |  |  |  | 35.0518 | -81.0746 | 6544 | 35.0518 | -81.0746 | 6544
309449 | 1PEACO 2 | DUKE | 342 | 1 | 334 | 6546 | unknown |  |  |  | 35.0518 | -81.0746 | 6544 | 35.0518 | -81.0746 | 6544
309511 | PEACO1 | DUKE | 342 | 100 | 334 | 6546 | unknown |  |  |  | 35.0518 | -81.0746 | 6544 | 35.0518 | -81.0746 | 6544
309512 | PEACO2 | DUKE | 342 | 100 | 334 | 6546 | unknown |  |  |  | 35.0518 | -81.0746 | 6544 | 35.0518 | -81.0746 | 6544
306336 | 6SHELBY | DUKE | 342 | 230 | 334 | 6547 | unknown | [5 empty] | 6526 |  |  | 6526
306401 | SHELBY | DUKE | 342 | 100 | 334 | 6547 | unknown | [5 empty] | 6526 |  |  | 6526
307790 | 1SHELBY | DUKE | 342 | 44 | 334 | 6547 | unknown | [5 empty] | 6526 |  |  | 6526
309461 | 1SHELB 2 | DUKE | 342 | 1 | 334 | 6547 | unknown | [5 empty] | 6526 |  |  | 6526
309462 | 1SHELB 3 | DUKE | 342 | 1 | 334 | 6547 | unknown | [5 empty] | 6526 |  |  | 6526
309463 | 1SHELB 4 | DUKE | 342 | 1 | 334 | 6547 | unknown | [5 empty] | 6526 |  |  | 6526
309541 | SHE4 | DUKE | 342 | 100 | 334 | 6547 | unknown | [5 empty] | 6526 |  |  | 6526
309542 | SHE2 | DUKE | 342 | 100 | 334 | 6547 | unknown | [5 empty] | 6526 |  |  | 6526
309543 | SHE3 | DUKE | 342 | 100 | 334 | 6547 | unknown | [5 empty] | 6526 |  |  | 6526
306351 | CEDAR CK | DUKE | 342 | 100 | 334 | 6548 | unknown
307274 | CEDAR CK W | DUKE | 342 | 100 | 334 | 6548 | unknown
307858 | 1CEDAR CK | DUKE | 342 | 6.6 | 334 | 6548 | unknown
306366 | FISHNG C | DUKE | 342 | 100 | 334 | 6549 | unknown
307861 | 1FISHNG C | DUKE | 342 | 6.6 | 334 | 6549 | unknown
308912 | 1FISHNG C2 | DUKE | 342 | 6.6 | 334 | 6549 | unknown
306375 | GT FALL1 | DUKE | 342 | 100 | 334 | 6550 | unknown
307701 | 1GTFALL2 | DUKE | 342 | 44 | 334 | 6550 | unknown
307702 | 1GTFALLS | DUKE | 342 | 2.4 | 334 | 6550 | unknown
307859 | 1DEARBN1 | DUKE | 342 | 6.6 | 334 | 6550 | unknown
307860 | 1DEARBN23 | DUKE | 342 | 6.6 | 334 | 6550 | unknown
308973 | 1BUS 308973 | DUKE | 342 | 44 | 334 | 6550 | unknown
309106 | 1GTFACAP | DUKE | 342 | 44 | 334 | 6550 | unknown
309336 | GT FALL2 | DUKE | 342 | 100 | 334 | 6550 | unknown
306405 | BUS 306405 | DUKE | 342 | 100 | 334 | 6551 | unknown
308405 | 1SPRINDL | DUKE | 342 | 44 | 334 | 6551 | unknown
306415 | VAN WYCK | DUKE | 342 | 100 | 334 | 6552 | unknown
307829 | 1VANWYCK | DUKE | 342 | 44 | 334 | 6552 | unknown
306440 | 6MCDOWL2 | DUKE | 342 | 230 | 335 | 6553 | unknown | [6 empty] | 35.5975 | -80.9658 | 6556
306444 | 6MCDOWEL | DUKE | 342 | 230 | 335 | 6553 | unknown | [6 empty] | 35.5975 | -80.9658 | 6556
306473 | MCDOWELL | DUKE | 342 | 100 | 335 | 6553 | unknown | [6 empty] | 35.5975 | -80.9658 | 6556
307998 | 1MCDOWEL | DUKE | 342 | 44 | 335 | 6553 | unknown | [6 empty] | 35.5975 | -80.9658 | 6556
309427 | 1MCDOW 2 | DUKE | 342 | 1 | 335 | 6553 | unknown | [6 empty] | 35.5975 | -80.9658 | 6556
309591 | MCDO2 | DUKE | 342 | 100 | 335 | 6553 | unknown | [6 empty] | 35.5975 | -80.9658 | 6556
309595 | MCD100KV2 | DUKE | 342 | 100 | 335 | 6553 | unknown | [6 empty] | 35.5975 | -80.9658 | 6556
306441 | 6LINCOLN | DUKE | 342 | 230 | 335 | 6554 | known |  | 35.4317 | -81.0347
306509 | 1LINCLN1 | DUKE | 342 | 13.8 | 335 | 6554 | known
306510 | 1LINCLN2 | DUKE | 342 | 13.8 | 335 | 6554 | known
306511 | 1LINCLN3 | DUKE | 342 | 13.8 | 335 | 6554 | known
306512 | 1LINCLN4 | DUKE | 342 | 13.8 | 335 | 6554 | known
306513 | 1LINCLN5 | DUKE | 342 | 13.8 | 335 | 6554 | known
306514 | 1LINCLN6 | DUKE | 342 | 13.8 | 335 | 6554 | known
306515 | 1LINCLN7 | DUKE | 342 | 13.8 | 335 | 6554 | known
306516 | 1LINCLN8 | DUKE | 342 | 13.8 | 335 | 6554 | known
306517 | 1LINCLN9 | DUKE | 342 | 13.8 | 335 | 6554 | known
306518 | 1LINCLN10 | DUKE | 342 | 13.8 | 335 | 6554 | known
306519 | 1LINCLN11 | DUKE | 342 | 13.8 | 335 | 6554 | known
306520 | 1LINCLN12 | DUKE | 342 | 13.8 | 335 | 6554 | known
306521 | 1LINCLN13 | DUKE | 342 | 13.8 | 335 | 6554 | known
306522 | 1LINCLN14 | DUKE | 342 | 13.8 | 335 | 6554 | known
306523 | 1LINCLN15 | DUKE | 342 | 13.8 | 335 | 6554 | known
306524 | 1LINCLN16 | DUKE | 342 | 13.8 | 335 | 6554 | known
308503 | 6LINCSBUSLN | DUKE | 342 | 230 | 335 | 6554 | known
308504 | 6LINCNBUSLN | DUKE | 342 | 230 | 335 | 6554 | known
308505 | 1LINCOLNAT1 | DUKE | 342 | 1 | 335 | 6554 | known
308506 | 1LINCOLNAT2 | DUKE | 342 | 1 | 335 | 6554 | known
308507 | 1LINCOLNAT3 | DUKE | 342 | 1 | 335 | 6554 | known
308508 | 1LINCOLNAT4 | DUKE | 342 | 1 | 335 | 6554 | known
308509 | 1LINCOLNAT5 | DUKE | 342 | 1 | 335 | 6554 | known
308510 | 1LINCOLNAT6 | DUKE | 342 | 1 | 335 | 6554 | known
308511 | 1LINCOLNAT7 | DUKE | 342 | 1 | 335 | 6554 | known
308512 | 1LINCOLNAT8 | DUKE | 342 | 1 | 335 | 6554 | known
308692 | 1LINCLN17 | DUKE | 342 | 22 | 335 | 6554 | known
306442 | 6LONGVW | DUKE | 342 | 230 | 335 | 6555 | unknown |  |  |  | 35.5975 | -80.9658 | 6556 | 35.5975 | -80.9658 | 6556
306471 | LONGVIEW | DUKE | 342 | 100 | 335 | 6555 | unknown |  |  |  | 35.5975 | -80.9658 | 6556 | 35.5975 | -80.9658 | 6556
307989 | 1LONVIEW | DUKE | 342 | 44 | 335 | 6555 | unknown |  |  |  | 35.5975 | -80.9658 | 6556 | 35.5975 | -80.9658 | 6556
309032 | LNGVWCAP | DUKE | 342 | 100 | 335 | 6555 | unknown |  |  |  | 35.5975 | -80.9658 | 6556 | 35.5975 | -80.9658 | 6556
309422 | 1LONGV 1 | DUKE | 342 | 1 | 335 | 6555 | unknown |  |  |  | 35.5975 | -80.9658 | 6556 | 35.5975 | -80.9658 | 6556
309423 | 1LONGV 2 | DUKE | 342 | 1 | 335 | 6555 | unknown |  |  |  | 35.5975 | -80.9658 | 6556 | 35.5975 | -80.9658 | 6556
309424 | 1LONGV 3 | DUKE | 342 | 1 | 335 | 6555 | unknown |  |  |  | 35.5975 | -80.9658 | 6556 | 35.5975 | -80.9658 | 6556
309425 | 1LONGV 4 | DUKE | 342 | 1 | 335 | 6555 | unknown |  |  |  | 35.5975 | -80.9658 | 6556 | 35.5975 | -80.9658 | 6556
309565 | LONG1 | DUKE | 342 | 100 | 335 | 6555 | unknown |  |  |  | 35.5975 | -80.9658 | 6556 | 35.5975 | -80.9658 | 6556
309566 | LONG2 | DUKE | 342 | 100 | 335 | 6555 | unknown |  |  |  | 35.5975 | -80.9658 | 6556 | 35.5975 | -80.9658 | 6556
309567 | LONG3 | DUKE | 342 | 100 | 335 | 6555 | unknown |  |  |  | 35.5975 | -80.9658 | 6556 | 35.5975 | -80.9658 | 6556
309568 | LONG4 | DUKE | 342 | 100 | 335 | 6555 | unknown |  |  |  | 35.5975 | -80.9658 | 6556 | 35.5975 | -80.9658 | 6556
306443 | 6MARSHAL | DUKE | 342 | 230 | 335 | 6556 | known |  | 35.5975 | -80.9658
308081 | 1MARSHAL1 | DUKE | 342 | 20 | 335 | 6556 | known
308082 | 1MARSHAL3 | DUKE | 342 | 24 | 335 | 6556 | known
308087 | 1MARSHAL2 | DUKE | 342 | 20 | 335 | 6556 | known
308088 | 1MARSHAL4 | DUKE | 342 | 24 | 335 | 6556 | known
308142 | 1MARSHTP | DUKE | 342 | 44 | 335 | 6556 | known
306445 | 6STAMEY | DUKE | 342 | 230 | 335 | 6557 | unknown |  |  |  | 35.5975 | -80.9658 | 6556 | 35.5975 | -80.9658 | 6556
306490 | STAMEY | DUKE | 342 | 100 | 335 | 6557 | unknown |  |  |  | 35.5975 | -80.9658 | 6556 | 35.5975 | -80.9658 | 6556
309034 | STAMECAP | DUKE | 342 | 100 | 336 | 6557 | unknown |  |  |  | 35.5975 | -80.9658 | 6556 | 35.5975 | -80.9658 | 6556
309556 | STAM1 | DUKE | 342 | 100 | 335 | 6557 | unknown |  |  |  | 35.5975 | -80.9658 | 6556 | 35.5975 | -80.9658 | 6556
309557 | STAM2 | DUKE | 342 | 100 | 335 | 6557 | unknown |  |  |  | 35.5975 | -80.9658 | 6556 | 35.5975 | -80.9658 | 6556
309558 | STAM3 | DUKE | 342 | 100 | 335 | 6557 | unknown |  |  |  | 35.5975 | -80.9658 | 6556 | 35.5975 | -80.9658 | 6556
306446 | BRDGEWTR | DUKE | 342 | 100 | 335 | 6558 | unknown
307906 | 1BRGWATR | DUKE | 342 | 44 | 335 | 6558 | unknown
308079 | 1BRIDGEW | DUKE | 342 | 6.6 | 335 | 6558 | unknown
308920 | 1BRIDGEW2 | DUKE | 342 | 6.6 | 335 | 6558 | unknown
306465 | HICKORY | DUKE | 342 | 100 | 335 | 6559 | unknown | [6 empty] | 35.5975 | -80.9658 | 6556
307975 | 1HICKORY | DUKE | 342 | 44 | 335 | 6559 | unknown | [6 empty] | 35.5975 | -80.9658 | 6556
309030 | HICKCAP | DUKE | 342 | 100 | 335 | 6559 | unknown | [6 empty] | 35.5975 | -80.9658 | 6556
309117 | 1HICKCAP | DUKE | 342 | 44 | 335 | 6559 | unknown | [6 empty] | 35.5975 | -80.9658 | 6556
309341 | HICKORY2 | DUKE | 342 | 100 | 335 | 6559 | unknown | [6 empty] | 35.5975 | -80.9658 | 6556
306472 | LOOKOUT | DUKE | 342 | 100 | 335 | 6560 | unknown
307992 | 1LOOKOUT | DUKE | 342 | 44 | 335 | 6560 | unknown
308080 | 1LOOKOUT | DUKE | 342 | 6.6 | 335 | 6560 | unknown
309033 | LOOKOCAP | DUKE | 342 | 100 | 335 | 6560 | unknown
309119 | 1LOOKCAP | DUKE | 342 | 44 | 335 | 6560 | unknown
309343 | LOOKOUT2 | DUKE | 342 | 100 | 335 | 6560 | unknown
306474 | MILLR HL | DUKE | 342 | 100 | 335 | 6561 | unknown | [6 empty] | 35.5975 | -80.9658 | 6556
308000 | 1MILLR H | DUKE | 342 | 44 | 335 | 6561 | unknown | [6 empty] | 35.5975 | -80.9658 | 6556
308746 | MILLHRET | DUKE | 342 | 100 | 335 | 6561 | unknown | [6 empty] | 35.5975 | -80.9658 | 6556
309074 | MILLR HL CAP | DUKE | 342 | 100 | 335 | 6561 | unknown | [6 empty] | 35.5975 | -80.9658 | 6556
309120 | 1MILLCAP | DUKE | 342 | 44 | 335 | 6561 | unknown | [6 empty] | 35.5975 | -80.9658 | 6556
306484 | OXFORD | DUKE | 342 | 100 | 335 | 6562 | unknown
308083 | 1OXFORD | DUKE | 342 | 6.6 | 335 | 6562 | unknown
308683 | 1OXFORD2 | DUKE | 342 | 6.6 | 335 | 6562 | unknown
306536 | 6BUCK | DUKE | 342 | 230 | 336 | 6563 | known |  | 35.7133 | -80.3767
306561 | BUCK TIE | DUKE | 342 | 100 | 336 | 6563 | known
308090 | 1BUCKG11 | DUKE | 342 | 18 | 336 | 6563 | known
308091 | 1BUCKG12 | DUKE | 342 | 18 | 336 | 6563 | known
308092 | 1BUCKS10 | DUKE | 342 | 18 | 336 | 6563 | known
308601 | 6BUCKGEN | DUKE | 342 | 230 | 336 | 6563 | known |  | 35.7133 | -80.3767
308645 | 1BUCK_S13 | DUKE | 342 | 24 | 336 | 6563 | known
308646 | 1BUCK_G14 | DUKE | 342 | 26 | 336 | 6563 | known
308647 | 1BUCK_G15 | DUKE | 342 | 26 | 336 | 6563 | known
308648 | BUCKGEN_S13 | DUKE | 342 | 100 | 336 | 6563 | known
308649 | BUCKGEN_G14 | DUKE | 342 | 100 | 336 | 6563 | known
308650 | 6BUCKGEN_G15 | DUKE | 342 | 230 | 336 | 6563 | known
309038 | BUCKTCAP | DUKE | 342 | 100 | 336 | 6563 | known
309509 | BUCK3 | DUKE | 342 | 100 | 336 | 6563 | known
309510 | BUCK4 | DUKE | 342 | 100 | 336 | 6563 | known
306537 | 6COWANS1 | DUKE | 342 | 230 | 336 | 6564 | unknown |  |  |  | 35.4325 | -80.9483 | 6567 | 35.4325 | -80.9483 | 6567
308227 | 1COWANS1 | DUKE | 342 | 13.8 | 336 | 6564 | unknown |  |  |  | 35.4325 | -80.9483 | 6567 | 35.4325 | -80.9483 | 6567
308237 | 1COWANS2 | DUKE | 342 | 13.8 | 336 | 6564 | unknown |  |  |  | 35.4325 | -80.9483 | 6567 | 35.4325 | -80.9483 | 6567
308541 | 1CWNSFRDAT1 | DUKE | 342 | 1 | 336 | 6564 | unknown |  |  |  | 35.4325 | -80.9483 | 6567 | 35.4325 | -80.9483 | 6567
306538 | 6HARRISB | DUKE | 342 | 230 | 336 | 6565 | unknown |  |  |  | 35.4325 | -80.9483 | 6567 | 35.4325 | -80.9483 | 6567
306600 | HARRISBG | DUKE | 342 | 100 | 336 | 6565 | unknown |  |  |  | 35.4325 | -80.9483 | 6567 | 35.4325 | -80.9483 | 6567
309415 | 1HARRI 2 | DUKE | 342 | 1 | 336 | 6565 | unknown |  |  |  | 35.4325 | -80.9483 | 6567 | 35.4325 | -80.9483 | 6567
309416 | 1HARRI 3 | DUKE | 342 | 1 | 336 | 6565 | unknown |  |  |  | 35.4325 | -80.9483 | 6567 | 35.4325 | -80.9483 | 6567
309417 | 1HARRI 4 | DUKE | 342 | 1 | 336 | 6565 | unknown |  |  |  | 35.4325 | -80.9483 | 6567 | 35.4325 | -80.9483 | 6567
309431 | 1HARRI 1 | DUKE | 342 | 1 | 336 | 6565 | unknown |  |  |  | 35.4325 | -80.9483 | 6567 | 35.4325 | -80.9483 | 6567
309573 | HARR1 | DUKE | 342 | 100 | 336 | 6565 | unknown |  |  |  | 35.4325 | -80.9483 | 6567 | 35.4325 | -80.9483 | 6567
309574 | HARR2 | DUKE | 342 | 100 | 336 | 6565 | unknown |  |  |  | 35.4325 | -80.9483 | 6567 | 35.4325 | -80.9483 | 6567
309575 | HARR3 | DUKE | 342 | 100 | 336 | 6565 | unknown |  |  |  | 35.4325 | -80.9483 | 6567 | 35.4325 | -80.9483 | 6567
309576 | HARR4 | DUKE | 342 | 100 | 336 | 6565 | unknown |  |  |  | 35.4325 | -80.9483 | 6567 | 35.4325 | -80.9483 | 6567
306539 | 6LAKEWOD | DUKE | 342 | 230 | 336 | 6566 | unknown | [6 empty] | 35.2025 | -81.3631 | 6676
306611 | LAKEWOOD | DUKE | 342 | 100 | 336 | 6566 | unknown | [6 empty] | 35.2025 | -81.3631 | 6676
306612 | LAKWOD R | DUKE | 342 | 100 | 336 | 6566 | unknown | [6 empty] | 35.2025 | -81.3631 | 6676
308166 | 1LAKEWOD | DUKE | 342 | 44 | 336 | 6566 | unknown | [6 empty] | 35.2025 | -81.3631 | 6676
308350 | 6LAKEWOOD | DUKE | 342 | 230 | 336 | 6566 | unknown | [6 empty] | 35.2025 | -81.3631 | 6676
309420 | 1LAKEW 2 | DUKE | 342 | 1 | 336 | 6566 | unknown | [6 empty] | 35.2025 | -81.3631 | 6676
309421 | 1LAKEW 3 | DUKE | 342 | 1 | 336 | 6566 | unknown | [6 empty] | 35.2025 | -81.3631 | 6676
309589 | LAKE2 | DUKE | 342 | 100 | 336 | 6566 | unknown | [6 empty] | 35.2025 | -81.3631 | 6676
309590 | LAKE3 | DUKE | 342 | 100 | 336 | 6566 | unknown | [6 empty] | 35.2025 | -81.3631 | 6676
309821 | LAKEWDBL | DUKE | 342 | 100 | 336 | 6566 | unknown | [6 empty] | 35.2025 | -81.3631 | 6676
306540 | 6MCGUIRE | DUKE | 342 | 230 | 336 | 6567 | known |  | 35.4325 | -80.9483
306546 | 8MCGUIRE | DUKE | 342 | 500 | 336 | 6567 | known |  | 35.4325 | -80.9483
308228 | 1MCGUIRE1 | DUKE | 342 | 24 | 336 | 6567 | known
308229 | 1MCGUIRE2 | DUKE | 342 | 24 | 336 | 6567 | known
308854 | 6DUTCHTAP | DUKE | 342 | 230 | 336 | 6567 | known
309035 | 8ROCKSPGRTRT | DUKE | 342 | 500 | 336 | 6567 | known |  | 35.4325 | -80.9483
309160 | 8S_MTNRTRT | DUKE | 342 | 500 | 336 | 6567 | known |  | 35.4325 | -80.9483
309161 | 8S_MTNRTR | DUKE | 342 | 500 | 336 | 6567 | known
309162 | 8ROCKSPGRTR | DUKE | 342 | 500 | 336 | 6567 | known
306541 | 6MORN ST | DUKE | 342 | 230 | 336 | 6568 | unknown | [5 empty] | 6545 |  |  | 6545
306630 | MORN STR | DUKE | 342 | 100 | 336 | 6568 | unknown | [5 empty] | 6545 |  |  | 6545
308255 | MSTARRET | DUKE | 342 | 100 | 336 | 6568 | unknown | [5 empty] | 6545 |  |  | 6545
309044 | MORN CAP | DUKE | 342 | 100 | 336 | 6568 | unknown | [5 empty] | 6545 |  |  | 6545
309550 | MORN2 | DUKE | 342 | 100 | 336 | 6568 | unknown | [5 empty] | 6545 |  |  | 6545
309551 | MORN3 | DUKE | 342 | 100 | 336 | 6568 | unknown | [5 empty] | 6545 |  |  | 6545
309552 | MORN4 | DUKE | 342 | 100 | 336 | 6568 | unknown | [5 empty] | 6545 |  |  | 6545
306542 | 6OAKBORO | DUKE | 342 | 230 | 336 | 6569 | unknown | [8 empty] | 6545
306635 | OAKBORO | DUKE | 342 | 100 | 336 | 6569 | unknown | [8 empty] | 6545
307442 | 1OAK4 | DUKE | 342 | 1 | 336 | 6569 | unknown | [8 empty] | 6545
307443 | OAK4 | DUKE | 342 | 100 | 336 | 6569 | unknown | [8 empty] | 6545
308183 | 1OAKBORO | DUKE | 342 | 44 | 336 | 6569 | unknown | [8 empty] | 6545
309045 | OAKBRCAP | DUKE | 342 | 100 | 336 | 6569 | unknown | [8 empty] | 6545
309442 | 1OAKBO 1 | DUKE | 342 | 1 | 336 | 6569 | unknown | [8 empty] | 6545
309443 | 1OAKBO 2 | DUKE | 342 | 1 | 336 | 6569 | unknown | [8 empty] | 6545
309444 | 1OAKBO 3 | DUKE | 342 | 1 | 336 | 6569 | unknown | [8 empty] | 6545
309529 | OAKB1 | DUKE | 342 | 100 | 336 | 6569 | unknown | [8 empty] | 6545
309530 | OAKB2 | DUKE | 342 | 100 | 336 | 6569 | unknown | [8 empty] | 6545
309531 | OAKB3 | DUKE | 342 | 100 | 336 | 6569 | unknown | [8 empty] | 6545
306543 | 6RIVRBENR | DUKE | 342 | 230 | 336 | 6570 | unknown |  |  |  | 35.2025 | -81.3631 | 6676 | 35.2025 | -81.3631 | 6676
309477 | 1RIVERBENDA5 | DUKE | 342 | 1 | 336 | 6570 | unknown |  |  |  | 35.2025 | -81.3631 | 6676 | 35.2025 | -81.3631 | 6676
309828 | RIVAT5 | DUKE | 342 | 100 | 336 | 6570 | unknown |  |  |  | 35.2025 | -81.3631 | 6676 | 35.2025 | -81.3631 | 6676
306544 | 6WINECOF | DUKE | 342 | 230 | 336 | 6571 | unknown |  |  |  | 35.7133 | -80.3767 | 6563 | 35.7133 | -80.3767 | 6563
306687 | WINECOFF | DUKE | 342 | 100 | 336 | 6571 | unknown |  |  |  | 35.7133 | -80.3767 | 6563 | 35.7133 | -80.3767 | 6563
308223 | 1WINECOF | DUKE | 342 | 44 | 336 | 6571 | unknown |  |  |  | 35.7133 | -80.3767 | 6563 | 35.7133 | -80.3767 | 6563
309047 | WINECCAP | DUKE | 342 | 100 | 336 | 6571 | unknown |  |  |  | 35.7133 | -80.3767 | 6563 | 35.7133 | -80.3767 | 6563
309468 | 1WINEC 1 | DUKE | 342 | 1 | 336 | 6571 | unknown |  |  |  | 35.7133 | -80.3767 | 6563 | 35.7133 | -80.3767 | 6563
309469 | 1WINEC 2 | DUKE | 342 | 1 | 336 | 6571 | unknown |  |  |  | 35.7133 | -80.3767 | 6563 | 35.7133 | -80.3767 | 6563
309470 | 1WINEC 3 | DUKE | 342 | 1 | 336 | 6571 | unknown |  |  |  | 35.7133 | -80.3767 | 6563 | 35.7133 | -80.3767 | 6563
309474 | 1WINEC 4 | DUKE | 342 | 1 | 336 | 6571 | unknown |  |  |  | 35.7133 | -80.3767 | 6563 | 35.7133 | -80.3767 | 6563
309561 | WINE1 | DUKE | 342 | 100 | 336 | 6571 | unknown |  |  |  | 35.7133 | -80.3767 | 6563 | 35.7133 | -80.3767 | 6563
309562 | WINE2 | DUKE | 342 | 100 | 336 | 6571 | unknown |  |  |  | 35.7133 | -80.3767 | 6563 | 35.7133 | -80.3767 | 6563
309563 | WINE3 | DUKE | 342 | 100 | 336 | 6571 | unknown |  |  |  | 35.7133 | -80.3767 | 6563 | 35.7133 | -80.3767 | 6563
309564 | WINE4 | DUKE | 342 | 100 | 336 | 6571 | unknown |  |  |  | 35.7133 | -80.3767 | 6563 | 35.7133 | -80.3767 | 6563
306545 | 6WOODLWN | DUKE | 342 | 230 | 336 | 6572 | unknown | [6 empty] | 35.0518 | -81.0746 | 6544
306690 | WOODLAWN | DUKE | 342 | 100 | 336 | 6572 | unknown | [6 empty] | 35.0518 | -81.0746 | 6544
308224 | 1WODLAWN | DUKE | 342 | 44 | 336 | 6572 | unknown | [6 empty] | 35.0518 | -81.0746 | 6544
309048 | WOODLCAP | DUKE | 342 | 100 | 336 | 6572 | unknown | [6 empty] | 35.0518 | -81.0746 | 6544
309471 | 1WOODL 4 | DUKE | 342 | 1 | 336 | 6572 | unknown | [6 empty] | 35.0518 | -81.0746 | 6544
309472 | 1WOODL 5 | DUKE | 342 | 1 | 336 | 6572 | unknown | [6 empty] | 35.0518 | -81.0746 | 6544
309473 | 1WOODL 6 | DUKE | 342 | 1 | 336 | 6572 | unknown | [6 empty] | 35.0518 | -81.0746 | 6544
309544 | WOODL4 | DUKE | 342 | 100 | 336 | 6572 | unknown | [6 empty] | 35.0518 | -81.0746 | 6544
309545 | WOODL5 | DUKE | 342 | 100 | 336 | 6572 | unknown | [6 empty] | 35.0518 | -81.0746 | 6544
309546 | WOODL6 | DUKE | 342 | 100 | 336 | 6572 | unknown | [6 empty] | 35.0518 | -81.0746 | 6544
306652 | STONEWATER | DUKE | 342 | 100 | 336 | 6573 | unknown | [6 empty] | 35.2025 | -81.3631 | 6676
308191 | 1STONEW44 | DUKE | 342 | 44 | 336 | 6573 | unknown | [6 empty] | 35.2025 | -81.3631 | 6676
309046 | STONEWCAP | DUKE | 342 | 100 | 336 | 6573 | unknown | [6 empty] | 35.2025 | -81.3631 | 6676
309135 | 1RIVRCAP | DUKE | 342 | 44 | 336 | 6573 | unknown | [6 empty] | 35.2025 | -81.3631 | 6676
309598 | RIVA4 | DUKE | 342 | 100 | 336 | 6573 | unknown | [6 empty] | 35.2025 | -81.3631 | 6676
309599 | RIVA5 | DUKE | 342 | 100 | 336 | 6573 | unknown | [6 empty] | 35.2025 | -81.3631 | 6676
306702 | 6COWANS2 | DUKE | 342 | 230 | 336 | 6574 | unknown |  |  |  | 35.4325 | -80.9483 | 6567 | 35.4325 | -80.9483 | 6567
308238 | 1COWANS3 | DUKE | 342 | 13.8 | 336 | 6574 | unknown |  |  |  | 35.4325 | -80.9483 | 6567 | 35.4325 | -80.9483 | 6567
308239 | 1COWANS4 | DUKE | 342 | 13.8 | 336 | 6574 | unknown |  |  |  | 35.4325 | -80.9483 | 6567 | 35.4325 | -80.9483 | 6567
308542 | 1CWNSFRDAT2 | DUKE | 342 | 1 | 336 | 6574 | unknown |  |  |  | 35.4325 | -80.9483 | 6567 | 35.4325 | -80.9483 | 6567
306711 | 4DAN RIV | DUKE | 342 | 138 | 337 | 6575 | known
306737 | DAN RIV | DUKE | 342 | 100 | 337 | 6575 | known |  | 36.4862 | -79.7208
309360 | DANRVR | DUKE | 342 | 100 | 338 | 6575 | known
306712 | 6ANTIOCH | DUKE | 342 | 230 | 337 | 6576 | known |  | 36.1775 | -81.0344
306719 | 8ANTIOCH | DUKE | 342 | 500 | 337 | 6576 | known |  | 36.1775 | -81.0344
306713 | 6BECKRDT | DUKE | 342 | 230 | 337 | 6577 | unknown |  |  |  | 34.8863 | -80.6391 | 6590 | 34.8863 | -80.6391 | 6590
306726 | BECKRDIT | DUKE | 342 | 100 | 337 | 6577 | unknown |  |  |  | 34.8863 | -80.6391 | 6590 | 34.8863 | -80.6391 | 6590
309050 | BECKRCAP | DUKE | 342 | 100 | 337 | 6577 | unknown |  |  |  | 34.8863 | -80.6391 | 6590 | 34.8863 | -80.6391 | 6590
309505 | BECK1 | DUKE | 342 | 100 | 337 | 6577 | unknown |  |  |  | 34.8863 | -80.6391 | 6590 | 34.8863 | -80.6391 | 6590
309506 | BECK2 | DUKE | 342 | 100 | 337 | 6577 | unknown |  |  |  | 34.8863 | -80.6391 | 6590 | 34.8863 | -80.6391 | 6590
309507 | BECK3 | DUKE | 342 | 100 | 337 | 6577 | unknown |  |  |  | 34.8863 | -80.6391 | 6590 | 34.8863 | -80.6391 | 6590
309508 | BECK4 | DUKE | 342 | 100 | 337 | 6577 | unknown |  |  |  | 34.8863 | -80.6391 | 6590 | 34.8863 | -80.6391 | 6590
306714 | 6BELEWS | DUKE | 342 | 230 | 337 | 6578 | known |  | 36.2813 | -80.0596
308377 | 1BELEWS1 | DUKE | 342 | 18 | 337 | 6578 | known
308378 | 1BELEWS2 | DUKE | 342 | 18 | 337 | 6578 | known
308898 | 6BLWCKCAP | DUKE | 342 | 230 | 337 | 6578 | known
306715 | 6BREMC 6 | DUKE | 342 | 230 | 337 | 6579 | unknown |  |  |  | 36.1775 | -81.0344 | 6576 | 36.1775 | -81.0344 | 6576
306813 | WILKES T | DUKE | 342 | 100 | 337 | 6579 | unknown |  |  |  | 36.1775 | -81.0344 | 6576 | 36.1775 | -81.0344 | 6576
308374 | 1WILKE T | DUKE | 342 | 44 | 337 | 6579 | unknown |  |  |  | 36.1775 | -81.0344 | 6576 | 36.1775 | -81.0344 | 6576
309147 | 1WILKCAP | DUKE | 342 | 44 | 337 | 6579 | unknown |  |  |  | 36.1775 | -81.0344 | 6576 | 36.1775 | -81.0344 | 6576
309365 | WILKES 2 | DUKE | 342 | 100 | 337 | 6579 | unknown |  |  |  | 36.1775 | -81.0344 | 6576 | 36.1775 | -81.0344 | 6576
306716 | 6MITCH R | DUKE | 342 | 230 | 337 | 6580 | unknown |  |  |  | 36.1775 | -81.0344 | 6576 | 36.1775 | -81.0344 | 6576
306763 | MITCHL R | DUKE | 342 | 100 | 337 | 6580 | unknown |  |  |  | 36.1775 | -81.0344 | 6576 | 36.1775 | -81.0344 | 6576
308325 | 1MITCH R | DUKE | 342 | 44 | 337 | 6580 | unknown |  |  |  | 36.1775 | -81.0344 | 6576 | 36.1775 | -81.0344 | 6576
309051 | MITCHCAP | DUKE | 342 | 100 | 337 | 6580 | unknown |  |  |  | 36.1775 | -81.0344 | 6576 | 36.1775 | -81.0344 | 6576
309428 | 1MITCH 1 | DUKE | 342 | 1 | 337 | 6580 | unknown |  |  |  | 36.1775 | -81.0344 | 6576 | 36.1775 | -81.0344 | 6576
309429 | 1MITCH 2 | DUKE | 342 | 1 | 337 | 6580 | unknown |  |  |  | 36.1775 | -81.0344 | 6576 | 36.1775 | -81.0344 | 6576
309430 | 1MITCH 3 | DUKE | 342 | 1 | 337 | 6580 | unknown |  |  |  | 36.1775 | -81.0344 | 6576 | 36.1775 | -81.0344 | 6576
309592 | MITC1 | DUKE | 342 | 100 | 337 | 6580 | unknown |  |  |  | 36.1775 | -81.0344 | 6576 | 36.1775 | -81.0344 | 6576
309593 | MITC2 | DUKE | 342 | 100 | 337 | 6580 | unknown |  |  |  | 36.1775 | -81.0344 | 6576 | 36.1775 | -81.0344 | 6576
309594 | MITC3 | DUKE | 342 | 100 | 337 | 6580 | unknown |  |  |  | 36.1775 | -81.0344 | 6576 | 36.1775 | -81.0344 | 6576
306717 | 6RURAL H | DUKE | 342 | 230 | 337 | 6581 | unknown |  |  |  | 36.2813 | -80.0596 | 6578 | 36.2813 | -80.0596 | 6578
306788 | RURAL HL | DUKE | 342 | 100 | 337 | 6581 | unknown |  |  |  | 36.2813 | -80.0596 | 6578 | 36.2813 | -80.0596 | 6578
308346 | 1RURAL H | DUKE | 342 | 44 | 337 | 6581 | unknown |  |  |  | 36.2813 | -80.0596 | 6578 | 36.2813 | -80.0596 | 6578
309053 | RURALCAP | DUKE | 342 | 100 | 337 | 6581 | unknown |  |  |  | 36.2813 | -80.0596 | 6578 | 36.2813 | -80.0596 | 6578
309455 | 1RURAL 1 | DUKE | 342 | 1 | 337 | 6581 | unknown |  |  |  | 36.2813 | -80.0596 | 6578 | 36.2813 | -80.0596 | 6578
309456 | 1RURAL 2 | DUKE | 342 | 1 | 337 | 6581 | unknown |  |  |  | 36.2813 | -80.0596 | 6578 | 36.2813 | -80.0596 | 6578
309457 | 1RURAL 3 | DUKE | 342 | 1 | 337 | 6581 | unknown |  |  |  | 36.2813 | -80.0596 | 6578 | 36.2813 | -80.0596 | 6578
309538 | RUR1 | DUKE | 342 | 100 | 337 | 6581 | unknown |  |  |  | 36.2813 | -80.0596 | 6578 | 36.2813 | -80.0596 | 6578
309539 | RUR2 | DUKE | 342 | 100 | 337 | 6581 | unknown |  |  |  | 36.2813 | -80.0596 | 6578 | 36.2813 | -80.0596 | 6578
309540 | RUR3 | DUKE | 342 | 100 | 337 | 6581 | unknown |  |  |  | 36.2813 | -80.0596 | 6578 | 36.2813 | -80.0596 | 6578
306809 | WALNUT C | DUKE | 342 | 100 | 337 | 6582 | unknown
308371 | 1WALNTCV | DUKE | 342 | 44 | 337 | 6582 | unknown
309146 | 1WALNCAP | DUKE | 342 | 44 | 337 | 6582 | unknown
306826 | 6ERNEST2 | DUKE | 342 | 230 | 337 | 6583 | known |  | 36.3307 | -79.833
306827 | 6ERNEST1 | DUKE | 342 | 230 | 337 | 6583 | known
306828 | 1ROCKHMG04 | DUKE | 342 | 18 | 337 | 6583 | known
306829 | 1ROCKHMG05 | DUKE | 342 | 18 | 337 | 6583 | known
306831 | 1ROCKHMG01 | DUKE | 342 | 18 | 337 | 6583 | known
306832 | 1ROCKHMG02 | DUKE | 342 | 18 | 337 | 6583 | known
306833 | 1ROCKHMG03 | DUKE | 342 | 18 | 337 | 6583 | known
308500 | 6ROCKHMBL1 | DUKE | 342 | 230 | 337 | 6583 | known |  | 36.3297 | -79.8297
308501 | 6ROCKHMBL2 | DUKE | 342 | 230 | 337 | 6583 | known |  | 36.3297 | -79.8297
306836 | 8WOODLF | DUKE | 342 | 500 | 337 | 6584 | known |  | 35.3851 | -80.8843
306840 | 6ROWANT | DUKE | 342 | 230 | 337 | 6584 | known
306837 | 6ROWANG | DUKE | 342 | 230 | 337 | 6585 | known |  | 35.7232 | -80.6012
306991 | 1ROWANC1 | DUKE | 342 | 18 | 337 | 6585 | known
306992 | 1ROWANC2 | DUKE | 342 | 18 | 337 | 6585 | known
306993 | 1ROWANC3 | DUKE | 342 | 18 | 337 | 6585 | known
306994 | 1ROWANC4 | DUKE | 342 | 18 | 337 | 6585 | known
306995 | 1ROWANC5 | DUKE | 342 | 18 | 337 | 6585 | known
306996 | 1ROWANS1 | DUKE | 342 | 18 | 337 | 6585 | known
306844 | 6ENO | DUKE | 342 | 230 | 338 | 6586 | unknown |  |  |  | 34.8863 | -80.6391 | 6590 | 34.8863 | -80.6391 | 6590
306881 | ENO | DUKE | 342 | 100 | 338 | 6586 | unknown |  |  |  | 34.8863 | -80.6391 | 6590 | 34.8863 | -80.6391 | 6590
306983 | PIEDMT7 | DUKE | 342 | 100 | 338 | 6586 | unknown |  |  |  | 34.8863 | -80.6391 | 6590 | 34.8863 | -80.6391 | 6590
308422 | 1ENO | DUKE | 342 | 44 | 338 | 6586 | unknown |  |  |  | 34.8863 | -80.6391 | 6590 | 34.8863 | -80.6391 | 6590
309060 | ENO CAP | DUKE | 342 | 100 | 338 | 6586 | unknown |  |  |  | 34.8863 | -80.6391 | 6590 | 34.8863 | -80.6391 | 6590
309411 | 1ENO 1 | DUKE | 342 | 1 | 338 | 6586 | unknown |  |  |  | 34.8863 | -80.6391 | 6590 | 34.8863 | -80.6391 | 6590
309412 | 1ENO 2 | DUKE | 342 | 1 | 338 | 6586 | unknown |  |  |  | 34.8863 | -80.6391 | 6590 | 34.8863 | -80.6391 | 6590
309413 | 1ENO 3 | DUKE | 342 | 1 | 338 | 6586 | unknown |  |  |  | 34.8863 | -80.6391 | 6590 | 34.8863 | -80.6391 | 6590
309414 | 1ENO 4 | DUKE | 342 | 1 | 338 | 6586 | unknown |  |  |  | 34.8863 | -80.6391 | 6590 | 34.8863 | -80.6391 | 6590
309583 | ENO1 | DUKE | 342 | 100 | 338 | 6586 | unknown |  |  |  | 34.8863 | -80.6391 | 6590 | 34.8863 | -80.6391 | 6590
309584 | ENO2 | DUKE | 342 | 100 | 338 | 6586 | unknown |  |  |  | 34.8863 | -80.6391 | 6590 | 34.8863 | -80.6391 | 6590
309585 | ENO3 | DUKE | 342 | 100 | 338 | 6586 | unknown |  |  |  | 34.8863 | -80.6391 | 6590 | 34.8863 | -80.6391 | 6590
309586 | ENO4 | DUKE | 342 | 100 | 338 | 6586 | unknown |  |  |  | 34.8863 | -80.6391 | 6590 | 34.8863 | -80.6391 | 6590
306845 | 6E.DURHM | DUKE | 342 | 230 | 338 | 6587 | unknown |  |  |  | 35.9506 | -78.7501 | 11110 | 35.9506 | -78.7501 | 11110
306876 | E DURHAM YEL | DUKE | 342 | 100 | 338 | 6587 | unknown |  |  |  | 35.9506 | -78.7501 | 11110 | 35.9506 | -78.7501 | 11110
308786 | STALLTAP | DUKE | 342 | 100 | 338 | 6587 | unknown |  |  |  | 35.9506 | -78.7501 | 11110 | 35.9506 | -78.7501 | 11110
309059 | EDURHCAP | DUKE | 342 | 100 | 338 | 6587 | unknown |  |  |  | 35.9506 | -78.7501 | 11110 | 35.9506 | -78.7501 | 11110
309548 | E DURH1 | DUKE | 342 | 100 | 338 | 6587 | unknown |  |  |  | 35.9506 | -78.7501 | 11110 | 35.9506 | -78.7501 | 11110
309549 | E DURH2 | DUKE | 342 | 100 | 338 | 6587 | unknown |  |  |  | 35.9506 | -78.7501 | 11110 | 35.9506 | -78.7501 | 11110
309848 | E DURHAM RED | DUKE | 342 | 100 | 338 | 6587 | unknown |  |  |  | 35.9506 | -78.7501 | 11110 | 35.9506 | -78.7501 | 11110
306846 | 6N GRNSB | DUKE | 342 | 230 | 338 | 6588 | unknown |  |  |  | 36.2813 | -80.0596 | 6578 | 36.2813 | -80.0596 | 6578
306943 | N GREENS | DUKE | 342 | 100 | 338 | 6588 | unknown |  |  |  | 36.2813 | -80.0596 | 6578 | 36.2813 | -80.0596 | 6578
308436 | 1N GRNSB | DUKE | 342 | 44 | 338 | 6588 | unknown |  |  |  | 36.2813 | -80.0596 | 6578 | 36.2813 | -80.0596 | 6578
309067 | N GRECAP | DUKE | 342 | 100 | 338 | 6588 | unknown |  |  |  | 36.2813 | -80.0596 | 6578 | 36.2813 | -80.0596 | 6578
309432 | 1N GRNB 1 | DUKE | 342 | 1 | 338 | 6588 | unknown |  |  |  | 36.2813 | -80.0596 | 6578 | 36.2813 | -80.0596 | 6578
309433 | 1N GRNB 2 | DUKE | 342 | 1 | 338 | 6588 | unknown |  |  |  | 36.2813 | -80.0596 | 6578 | 36.2813 | -80.0596 | 6578
309434 | 1N GRNB 3 | DUKE | 342 | 1 | 338 | 6588 | unknown |  |  |  | 36.2813 | -80.0596 | 6578 | 36.2813 | -80.0596 | 6578
309478 | 1N GRNB 4 | DUKE | 342 | 1 | 338 | 6588 | unknown |  |  |  | 36.2813 | -80.0596 | 6578 | 36.2813 | -80.0596 | 6578
309523 | NGB1 | DUKE | 342 | 100 | 338 | 6588 | unknown |  |  |  | 36.2813 | -80.0596 | 6578 | 36.2813 | -80.0596 | 6578
309524 | NGB2 | DUKE | 342 | 100 | 338 | 6588 | unknown |  |  |  | 36.2813 | -80.0596 | 6578 | 36.2813 | -80.0596 | 6578
309525 | NGB3 | DUKE | 342 | 100 | 338 | 6588 | unknown |  |  |  | 36.2813 | -80.0596 | 6578 | 36.2813 | -80.0596 | 6578
309603 | NGB4 | DUKE | 342 | 100 | 338 | 6588 | unknown |  |  |  | 36.2813 | -80.0596 | 6578 | 36.2813 | -80.0596 | 6578
306847 | 6PARKWOD | DUKE | 342 | 230 | 338 | 6589 | known
306849 | 8PARKWOD | DUKE | 342 | 500 | 338 | 6589 | known |  | 34.754 | -81.0625
306948 | PARKWOOD | DUKE | 342 | 100 | 338 | 6589 | known
308770 | PARKWDR | DUKE | 342 | 100 | 338 | 6589 | known
309068 | PRKWDCAP | DUKE | 342 | 100 | 338 | 6589 | known
309499 | PARK3 | DUKE | 342 | 100 | 338 | 6589 | known
309559 | PARK1 | DUKE | 342 | 100 | 338 | 6589 | known
309560 | PARK2 | DUKE | 342 | 100 | 338 | 6589 | known
306848 | 6PL GRDN | DUKE | 342 | 230 | 338 | 6590 | known |  | 34.8863 | -80.6391
306850 | 8PL GRDN | DUKE | 342 | 500 | 338 | 6590 | known |  | 34.8863 | -80.6391
306949 | PL GARDN | DUKE | 342 | 100 | 338 | 6590 | known
308390 | 1BUS 308390 | DUKE | 342 | 44 | 338 | 6590 | known
308437 | 1P GARDN | DUKE | 342 | 44 | 338 | 6590 | known
309057 | 8GODBEYRTRT | DUKE | 342 | 500 | 338 | 6590 | known |  | 35.3851 | -80.8843
309069 | PLGDNCAP | DUKE | 342 | 100 | 338 | 6590 | known
309164 | 8GODBEYRTR | DUKE | 342 | 500 | 338 | 6590 | known
309452 | 1PLEAS 1 | DUKE | 342 | 1 | 338 | 6590 | known
309453 | 1PLEAS 2 | DUKE | 342 | 1 | 338 | 6590 | known
309454 | 1PLEAS 3 | DUKE | 342 | 1 | 338 | 6590 | known
309535 | PGT1 | DUKE | 342 | 100 | 338 | 6590 | known
309536 | PGT2 | DUKE | 342 | 100 | 338 | 6590 | known
309537 | PGT3 | DUKE | 342 | 100 | 338 | 6590 | known
306873 | DUKE U W | DUKE | 342 | 100 | 338 | 6591 | unknown
306874 | DUKE U B | DUKE | 342 | 100 | 338 | 6591 | unknown
308840 | 1DUKUVMNR | DUKE | 342 | 44 | 338 | 6591 | unknown
308842 | 1DUKUVMNY | DUKE | 342 | 44 | 338 | 6591 | unknown
306013 | BELTON | DUKE | 342 | 100 | 331 | 6592 | unknown | [5 empty] | 6675 |  |  | 6675
307015 | 1BELTON | DUKE | 342 | 44 | 331 | 6592 | unknown | [5 empty] | 6675 |  |  | 6675
309301 | BELTON2 | DUKE | 342 | 100 | 331 | 6592 | unknown | [5 empty] | 6675 |  |  | 6675
307036 | 1BUZARDR | DUKE | 342 | 44 | 331 | 6593 | unknown
307037 | 1BUZZHYD | DUKE | 342 | 4.16 | 331 | 6593 | unknown
306035 | GREENWOD | DUKE | 342 | 100 | 331 | 6594 | unknown |  |  |  | 34.9038 | -79.7583 | 6515 | 34.9038 | -79.7583 | 6515
307073 | 1GRENWOD | DUKE | 342 | 44 | 331 | 6594 | unknown |  |  |  | 34.9038 | -79.7583 | 6515 | 34.9038 | -79.7583 | 6515
309073 | 1GWOODCAP | DUKE | 342 | 44 | 331 | 6594 | unknown |  |  |  | 34.9038 | -79.7583 | 6515 | 34.9038 | -79.7583 | 6515
309303 | GREENWO2 | DUKE | 342 | 100 | 331 | 6594 | unknown |  |  |  | 34.9038 | -79.7583 | 6515 | 34.9038 | -79.7583 | 6515
306059 | SANDY SP | DUKE | 342 | 100 | 331 | 6595 | unknown
307149 | 1SANDY S | DUKE | 342 | 44 | 331 | 6595 | unknown
309008 | SANDYCAP | DUKE | 342 | 100 | 331 | 6595 | unknown
309304 | SANDY S2 | DUKE | 342 | 100 | 331 | 6595 | unknown
306062 | SENCA TB | DUKE | 342 | 100 | 331 | 6596 | unknown
306063 | SENCA TW | DUKE | 342 | 100 | 331 | 6596 | unknown
307154 | 1SENECA | DUKE | 342 | 44 | 331 | 6596 | unknown
309076 | 1SENECAP | DUKE | 342 | 44 | 331 | 6596 | unknown
309305 | SENCA T2 | DUKE | 342 | 100 | 331 | 6596 | unknown
306069 | WALHALLA | DUKE | 342 | 100 | 331 | 6597 | unknown
307177 | 1WALHALA | DUKE | 342 | 44 | 331 | 6597 | unknown
309078 | 1WALHCAP | DUKE | 342 | 44 | 331 | 6597 | unknown
309306 | WALHALL2 | DUKE | 342 | 100 | 331 | 6597 | unknown
306071 | WESTMNS+ | DUKE | 342 | 100 | 331 | 6598 | unknown
307190 | 1WESTMIN | DUKE | 342 | 44 | 331 | 6598 | unknown
309010 | WEST100CAP | DUKE | 342 | 100 | 331 | 6598 | unknown
309079 | 1WESTCAP | DUKE | 342 | 44 | 331 | 6598 | unknown
309307 | WESTMNS2 | DUKE | 342 | 100 | 331 | 6598 | unknown
306117 | LIONMTN | DUKE | 342 | 100 | 332 | 6599 | unknown
307211 | 1LIONMTN | DUKE | 342 | 44 | 332 | 6599 | unknown
307256 | 1BUS 307256 | DUKE | 342 | 44 | 332 | 6599 | unknown
309308 | LIONMTN_2 | DUKE | 342 | 100 | 332 | 6599 | unknown
306132 | CAMPOBEL | DUKE | 342 | 100 | 332 | 6600 | unknown
307246 | 1CAMPOBL | DUKE | 342 | 44 | 332 | 6600 | unknown
309081 | 1CAMPCAP | DUKE | 342 | 44 | 332 | 6600 | unknown
309309 | CAMPOBE2 | DUKE | 342 | 100 | 332 | 6600 | unknown
306133 | CANE CRK | DUKE | 342 | 100 | 332 | 6601 | unknown
307247 | 1CANE CK | DUKE | 342 | 44 | 332 | 6601 | unknown
309012 | CC100CAP | DUKE | 342 | 100 | 332 | 6601 | unknown
309082 | 1CANECAP | DUKE | 342 | 44 | 332 | 6601 | unknown
309310 | CANE CR2 | DUKE | 342 | 100 | 332 | 6601 | unknown
306139 | EASLEY W | DUKE | 342 | 100 | 332 | 6602 | unknown
307258 | 1EASLEY | DUKE | 342 | 44 | 332 | 6602 | unknown
309139 | 1EASMNCAP | DUKE | 342 | 44 | 332 | 6602 | unknown
309383 | EASLEY+2 | DUKE | 342 | 100 | 332 | 6602 | unknown
306163 | HNDRSNVL | DUKE | 342 | 100 | 332 | 6603 | unknown
307283 | 1HNDRSNV | DUKE | 342 | 44 | 332 | 6603 | unknown
309083 | 1HNDRCAP | DUKE | 342 | 44 | 332 | 6603 | unknown
309312 | HNDRSNV2 | DUKE | 342 | 100 | 332 | 6603 | unknown
306177 | MARIETTA | DUKE | 342 | 100 | 332 | 6604 | unknown | [6 empty] | 35.5726 | -82.5681 | 6465
307309 | 1MARIETA | DUKE | 342 | 44 | 332 | 6604 | unknown | [6 empty] | 35.5726 | -82.5681 | 6465
308761 | MARIETBL | DUKE | 342 | 100 | 332 | 6604 | unknown | [6 empty] | 35.5726 | -82.5681 | 6465
309085 | 1MARICAP | DUKE | 342 | 44 | 332 | 6604 | unknown | [6 empty] | 35.5726 | -82.5681 | 6465
309314 | MARIETT2 | DUKE | 342 | 100 | 332 | 6604 | unknown | [6 empty] | 35.5726 | -82.5681 | 6465
306183 | OAKVALE | DUKE | 342 | 100 | 332 | 6605 | unknown
307328 | 1OAKVALE | DUKE | 342 | 44 | 332 | 6605 | unknown
309315 | OAKVALE2 | DUKE | 342 | 100 | 332 | 6605 | unknown
306191 | REEDY RV | DUKE | 342 | 100 | 332 | 6606 | unknown
307336 | 1REEDY R | DUKE | 342 | 44 | 332 | 6606 | unknown
309016 | REEDYCAP | DUKE | 342 | 100 | 332 | 6606 | unknown
309088 | 1REEDCAP | DUKE | 342 | 44 | 332 | 6606 | unknown
309317 | REEDY R2 | DUKE | 342 | 100 | 332 | 6606 | unknown
307355 | 1TUXEDO | DUKE | 342 | 44 | 332 | 6607 | unknown
307601 | 1TUX HYD | DUKE | 342 | 6.6 | 332 | 6607 | unknown
306227 | NEWBER B | DUKE | 342 | 100 | 333 | 6608 | unknown
306283 | NEWBERRY | DUKE | 342 | 100 | 333 | 6608 | unknown
307382 | 1NEWBERY | DUKE | 342 | 24.94 | 333 | 6608 | unknown
309325 | NEWBERR2 | DUKE | 342 | 100 | 333 | 6608 | unknown
306238 | BLACKSBG | DUKE | 342 | 100 | 333 | 6609 | unknown | [8 empty] | 6526
307400 | 1BLACKBG | DUKE | 342 | 44 | 333 | 6609 | unknown | [8 empty] | 6526
309318 | BLACKSB2 | DUKE | 342 | 100 | 333 | 6609 | unknown | [8 empty] | 6526
306244 | CHESNEE | DUKE | 342 | 100 | 333 | 6610 | unknown
307425 | 1CHESNEE | DUKE | 342 | 44 | 333 | 6610 | unknown
307427 | 1BUS 307427 | DUKE | 342 | 44 | 333 | 6610 | unknown
308792 | CHESNEE T WH | DUKE | 342 | 100 | 333 | 6610 | unknown
309089 | 1CHESCAP | DUKE | 342 | 44 | 333 | 6610 | unknown
309320 | CHESNEE2 | DUKE | 342 | 100 | 333 | 6610 | unknown
306024 | CLNTN CY | DUKE | 342 | 100 | 333 | 6611 | unknown
306247 | CLINTON TW | DUKE | 342 | 100 | 333 | 6611 | unknown
307432 | 1CLINTON | DUKE | 342 | 44 | 333 | 6611 | unknown
307942 | CLINTON | DUKE | 342 | 100 | 333 | 6611 | unknown
308794 | CLINTON TB | DUKE | 342 | 100 | 333 | 6611 | unknown
309090 | 1CLINCAP | DUKE | 342 | 44 | 333 | 6611 | unknown
306251 | E SPTBRG | DUKE | 342 | 100 | 333 | 6612 | unknown
307450 | 1E SPTBG | DUKE | 342 | 44 | 333 | 6612 | unknown
309020 | E SPTCAP | DUKE | 342 | 100 | 333 | 6612 | unknown
309321 | E SPTBRR | DUKE | 342 | 100 | 333 | 6612 | unknown
309372 | E SPTBRY | DUKE | 342 | 100 | 333 | 6612 | unknown
306253 | FAIRVIEW | DUKE | 342 | 100 | 333 | 6613 | unknown
307459 | 1FAIRVEW | DUKE | 342 | 44 | 333 | 6613 | unknown
309021 | FAIRVCAP | DUKE | 342 | 100 | 333 | 6613 | unknown
309091 | 1FAIRCAP | DUKE | 342 | 44 | 333 | 6613 | unknown
309322 | FAIRVIE2 | DUKE | 342 | 100 | 333 | 6613 | unknown
307466 | 1GAST HY | DUKE | 342 | 2.4 | 333 | 6614 | unknown
307472 | 1GSTON S | DUKE | 342 | 44 | 333 | 6614 | unknown
306260 | INMAN | DUKE | 342 | 100 | 333 | 6615 | unknown
307479 | 1INMAN | DUKE | 342 | 44 | 333 | 6615 | unknown
307611 | BRDRV 18 | DUKE | 342 | 100 | 333 | 6615 | unknown
308799 | INMANB | DUKE | 342 | 100 | 333 | 6615 | unknown
309093 | 1INMACAP | DUKE | 342 | 44 | 333 | 6615 | unknown
309323 | INMAN 2 | DUKE | 342 | 100 | 333 | 6615 | unknown
306268 | LAURENS | DUKE | 342 | 100 | 333 | 6616 | unknown
307503 | 1LAURENS | DUKE | 342 | 44 | 333 | 6616 | unknown
309095 | 1LAURCAP | DUKE | 342 | 44 | 333 | 6616 | unknown
309324 | LAURENS2 | DUKE | 342 | 100 | 333 | 6616 | unknown
307525 | ROCHESTER | DUKE | 342 | 100 | 331 | 6617 | unknown | [6 empty] | 35.3736 | -78.0894 | 6523
307526 | 1ROCHESTER | DUKE | 342 | 44 | 331 | 6617 | unknown | [6 empty] | 35.3736 | -78.0894 | 6523
307551 | BUS 307551 | DUKE | 342 | 100 | 331 | 6617 | unknown | [6 empty] | 35.3736 | -78.0894 | 6523
306210 | BUS 306210 | DUKE | 342 | 100 | 333 | 6618 | unknown
306293 | PNK HARL | DUKE | 342 | 100 | 333 | 6618 | unknown
307548 | 1PINK HL | DUKE | 342 | 44 | 333 | 6618 | unknown
309326 | PNK HAR2 | DUKE | 342 | 100 | 333 | 6618 | unknown
307599 | 1TURN HY | DUKE | 342 | 2.4 | 333 | 6619 | unknown
307600 | 1TURNER | DUKE | 342 | 44 | 333 | 6619 | unknown
309098 | 1TURNCAP | DUKE | 342 | 44 | 333 | 6619 | unknown
306305 | W SPTBRG | DUKE | 342 | 100 | 333 | 6620 | unknown
307588 | 1BUS 307588 | DUKE | 342 | 44 | 333 | 6620 | unknown
307604 | 1W SPTBG | DUKE | 342 | 44 | 333 | 6620 | unknown
309023 | W SPTCAP | DUKE | 342 | 100 | 333 | 6620 | unknown
309099 | 1W SPCAP | DUKE | 342 | 44 | 333 | 6620 | unknown
309327 | W SPTBR2 | DUKE | 342 | 100 | 333 | 6620 | unknown
306310 | WOODRUFF | DUKE | 342 | 100 | 333 | 6621 | unknown
307608 | 1WOODRUF | DUKE | 342 | 44 | 333 | 6621 | unknown
309100 | 1WOODCAP | DUKE | 342 | 44 | 333 | 6621 | unknown
309328 | WOODRUF2 | DUKE | 342 | 100 | 333 | 6621 | unknown
306338 | ACRERK B | DUKE | 342 | 100 | 334 | 6622 | unknown
306339 | ACRERK W | DUKE | 342 | 100 | 334 | 6622 | unknown
307631 | 1ACRERCK | DUKE | 342 | 44 | 334 | 6622 | unknown
307632 | 1BUS 307632 | DUKE | 342 | 44 | 334 | 6622 | unknown
309101 | 1ACRECAP | DUKE | 342 | 44 | 334 | 6622 | unknown
309329 | ACRERK 2 | DUKE | 342 | 100 | 334 | 6622 | unknown
306344 | BELMONT | DUKE | 342 | 100 | 334 | 6623 | unknown
307630 | 1BUS 307630 | DUKE | 342 | 44 | 334 | 6623 | unknown
307639 | 1BELMONT | DUKE | 342 | 44 | 334 | 6623 | unknown
309330 | BELMONT2 | DUKE | 342 | 100 | 334 | 6623 | unknown
306352 | CHERYVIL | DUKE | 342 | 100 | 334 | 6624 | unknown
307010 | CHERYVIL2 | DUKE | 342 | 100 | 334 | 6624 | unknown
307658 | 1CHERYVL | DUKE | 342 | 44 | 334 | 6624 | unknown
307783 | 1BUS 307783 | DUKE | 342 | 44 | 334 | 6624 | unknown
309103 | 1CHERCAP | DUKE | 342 | 44 | 334 | 6624 | unknown
309332 | CHERYVI2 | DUKE | 342 | 100 | 334 | 6624 | unknown
306354 | CLOVER | DUKE | 342 | 100 | 334 | 6625 | unknown
307663 | 1CLOVER | DUKE | 342 | 44 | 334 | 6625 | unknown
309104 | 1CLOVCAP | DUKE | 342 | 44 | 334 | 6625 | unknown
309333 | CLOVER2 | DUKE | 342 | 100 | 334 | 6625 | unknown
306358 | DIXIE | DUKE | 342 | 100 | 334 | 6626 | unknown
307669 | 1DIXIE | DUKE | 342 | 44 | 334 | 6626 | unknown
308815 | DIXIE T BL | DUKE | 342 | 100 | 334 | 6626 | unknown
309334 | DIXIE 2 | DUKE | 342 | 100 | 334 | 6626 | unknown
306377 | HILLTOP | DUKE | 342 | 100 | 334 | 6627 | unknown | [6 empty] | 35.0518 | -81.0746 | 6544
307709 | 1HILLTOP | DUKE | 342 | 44 | 334 | 6627 | unknown | [6 empty] | 35.0518 | -81.0746 | 6544
309107 | 1HILLCAP | DUKE | 342 | 44 | 334 | 6627 | unknown | [6 empty] | 35.0518 | -81.0746 | 6544
309337 | HILLTOP12 | DUKE | 342 | 100 | 334 | 6627 | unknown | [6 empty] | 35.0518 | -81.0746 | 6544
309373 | HILLTOP34 | DUKE | 342 | 100 | 334 | 6627 | unknown | [6 empty] | 35.0518 | -81.0746 | 6544
306380 | LANCASTR | DUKE | 342 | 100 | 334 | 6628 | unknown
306392 | RED ROSE | DUKE | 342 | 100 | 334 | 6628 | unknown
307726 | 1LANCSTR | DUKE | 342 | 44 | 334 | 6628 | unknown
308820 | RED R WH | DUKE | 342 | 100 | 334 | 6628 | unknown
309027 | LANC CAP | DUKE | 342 | 100 | 334 | 6628 | unknown
309111 | 1LANCCAP | DUKE | 342 | 44 | 334 | 6628 | unknown
309338 | LANCAST2 | DUKE | 342 | 100 | 334 | 6628 | unknown
306382 | MCADENVL | DUKE | 342 | 100 | 334 | 6629 | unknown
307744 | 1MCADNVL | DUKE | 342 | 44 | 334 | 6629 | unknown
309112 | 1MCADCAP | DUKE | 342 | 44 | 334 | 6629 | unknown
309339 | MCADENV2 | DUKE | 342 | 100 | 334 | 6629 | unknown
307748 | 1NINE 9 | DUKE | 342 | 44 | 334 | 6630 | unknown
307749 | 1NINETY9 | DUKE | 342 | 2.2 | 334 | 6630 | unknown
309113 | 1NINECAP | DUKE | 342 | 44 | 334 | 6630 | unknown
307774 | 1ROCKYCK | DUKE | 342 | 44 | 334 | 6631 | unknown
307846 | 1ROCKYCR | DUKE | 342 | 2.3 | 334 | 6631 | unknown
306417 | WYLIE HY | DUKE | 342 | 100 | 334 | 6632 | unknown | [5 empty] | 6545 |  |  | 6545
307839 | 1WYLIE | DUKE | 342 | 44 | 334 | 6632 | unknown | [5 empty] | 6545 |  |  | 6545
307840 | 1WYLIE H | DUKE | 342 | 6.6 | 334 | 6632 | unknown | [5 empty] | 6545 |  |  | 6545
309028 | WYLIE100CAP | DUKE | 342 | 100 | 334 | 6632 | unknown | [5 empty] | 6545 |  |  | 6545
309115 | 1WYLICAP | DUKE | 342 | 44 | 334 | 6632 | unknown | [5 empty] | 6545 |  |  | 6545
309340 | WYLIE H2 | DUKE | 342 | 100 | 334 | 6632 | unknown | [5 empty] | 6545 |  |  | 6545
306346 | BUS 306346 | DUKE | 342 | 100 | 334 | 6633 | unknown
307842 | 1 WALK | DUKE | 342 | 44 | 334 | 6633 | unknown
309026 | WALKRCAP | DUKE | 342 | 100 | 334 | 6633 | unknown
309331 | WALKR TI | DUKE | 342 | 100 | 334 | 6633 | unknown
306469 | LINCOLNT | DUKE | 342 | 100 | 335 | 6634 | unknown
307986 | 1LINCLNT | DUKE | 342 | 44 | 335 | 6634 | unknown
309031 | LINC CAP | DUKE | 342 | 100 | 335 | 6634 | unknown
309118 | 1LINCCAP | DUKE | 342 | 44 | 335 | 6634 | unknown
309342 | LINCOLN2 | DUKE | 342 | 100 | 335 | 6634 | unknown
308005 | 1MORGNTN | DUKE | 342 | 44 | 335 | 6635 | unknown
308698 | MORGT YEL | DUKE | 342 | 100 | 335 | 6635 | unknown
309121 | 1MORGCAP | DUKE | 342 | 44 | 335 | 6635 | unknown
309344 | MORGNTO2 | DUKE | 342 | 100 | 335 | 6635 | unknown
306482 | NEWTON | DUKE | 342 | 100 | 335 | 6636 | unknown
308013 | 1NEWTON | DUKE | 342 | 44 | 335 | 6636 | unknown
308402 | 1BUS 308402 | DUKE | 342 | 44 | 335 | 6636 | unknown
309122 | 1NWT13CAP | DUKE | 342 | 44 | 335 | 6636 | unknown
309148 | 1NWT24CAP | DUKE | 342 | 44 | 335 | 6636 | unknown
309345 | NEWTON2 | DUKE | 342 | 100 | 335 | 6636 | unknown
306486 | RHODHISS | DUKE | 342 | 100 | 335 | 6637 | unknown | [6 empty] | 35.5975 | -80.9658 | 6556
308028 | 1RHODHIS | DUKE | 342 | 44 | 335 | 6637 | unknown | [6 empty] | 35.5975 | -80.9658 | 6556
308084 | 1RHODHIS | DUKE | 342 | 6.6 | 335 | 6637 | unknown | [6 empty] | 35.5975 | -80.9658 | 6556
309123 | 1RHODCAP | DUKE | 342 | 44 | 335 | 6637 | unknown | [6 empty] | 35.5975 | -80.9658 | 6556
309346 | RHODHIS2 | DUKE | 342 | 100 | 335 | 6637 | unknown | [6 empty] | 35.5975 | -80.9658 | 6556
306491 | STATESVL | DUKE | 342 | 100 | 335 | 6638 | unknown | [6 empty] | 35.5975 | -80.9658 | 6556
308051 | 1STATVIL | DUKE | 342 | 44 | 335 | 6638 | unknown | [6 empty] | 35.5975 | -80.9658 | 6556
309124 | 1STATCAP | DUKE | 342 | 44 | 335 | 6638 | unknown | [6 empty] | 35.5975 | -80.9658 | 6556
309347 | STATESV2 | DUKE | 342 | 100 | 335 | 6638 | unknown | [6 empty] | 35.5975 | -80.9658 | 6556
306494 | SUGAR HL | DUKE | 342 | 100 | 335 | 6639 | unknown
308052 | 1SUGR HL | DUKE | 342 | 44 | 335 | 6639 | unknown
309125 | 1SUGRCAP | DUKE | 342 | 44 | 335 | 6639 | unknown
309348 | SUGAR H2 | DUKE | 342 | 100 | 335 | 6639 | unknown
306497 | TABL ROK | DUKE | 342 | 100 | 335 | 6640 | unknown
308055 | 1TABL RK | DUKE | 342 | 44 | 335 | 6640 | unknown
308837 | TABLEROCK B | DUKE | 342 | 100 | 335 | 6640 | unknown
309126 | 1TABLCAP | DUKE | 342 | 44 | 335 | 6640 | unknown
309349 | TABL RO2 | DUKE | 342 | 100 | 335 | 6640 | unknown
306502 | TYLRSVIL | DUKE | 342 | 100 | 335 | 6641 | unknown
307574 | TAYLORSVR | DUKE | 342 | 100 | 335 | 6641 | unknown
308066 | 1TYLRSVL | DUKE | 342 | 44 | 335 | 6641 | unknown
308838 | TAYLORSV T W | DUKE | 342 | 100 | 335 | 6641 | unknown
309127 | 1TYLRCAP | DUKE | 342 | 44 | 335 | 6641 | unknown
309251 | TYLRSVL CAP | DUKE | 342 | 100 | 335 | 6641 | unknown
309350 | TYLRSVI2 | DUKE | 342 | 100 | 335 | 6641 | unknown
306503 | VALDESE | DUKE | 342 | 100 | 335 | 6642 | unknown | [6 empty] | 35.5975 | -80.9658 | 6556
308068 | 1VALDESE | DUKE | 342 | 44 | 335 | 6642 | unknown | [6 empty] | 35.5975 | -80.9658 | 6556
308839 | VALDESE T BL | DUKE | 342 | 100 | 335 | 6642 | unknown | [6 empty] | 35.5975 | -80.9658 | 6556
309128 | 1VALDCAP | DUKE | 342 | 44 | 335 | 6642 | unknown | [6 empty] | 35.5975 | -80.9658 | 6556
309351 | VALDESE2 | DUKE | 342 | 100 | 335 | 6642 | unknown | [6 empty] | 35.5975 | -80.9658 | 6556
306566 | CHINA GR | DUKE | 342 | 100 | 336 | 6643 | unknown | [6 empty] | 35.7133 | -80.3767 | 6563
306706 | CHINAGRR | DUKE | 342 | 100 | 336 | 6643 | unknown | [6 empty] | 35.7133 | -80.3767 | 6563
308124 | 1CHINA G | DUKE | 342 | 44 | 336 | 6643 | unknown | [6 empty] | 35.7133 | -80.3767 | 6563
309039 | CHINACAP | DUKE | 342 | 100 | 336 | 6643 | unknown | [6 empty] | 35.7133 | -80.3767 | 6563
309352 | CHINA G2 | DUKE | 342 | 100 | 336 | 6643 | unknown | [6 empty] | 35.7133 | -80.3767 | 6563
306573 | CONCORD | DUKE | 342 | 100 | 336 | 6644 | unknown
308132 | 1CONCORD | DUKE | 342 | 44 | 336 | 6644 | unknown
309040 | CONCORDCAP | DUKE | 342 | 100 | 336 | 6644 | unknown
309129 | 1CONCDCAP | DUKE | 342 | 44 | 336 | 6644 | unknown
309374 | CONCORD2 | DUKE | 342 | 100 | 336 | 6644 | unknown
306623 | MOCKSVLE | DUKE | 342 | 100 | 337 | 6645 | unknown
308173 | 1MOCKSVL | DUKE | 342 | 44 | 337 | 6645 | unknown
309041 | MOCKSCAP | DUKE | 342 | 100 | 337 | 6645 | unknown
309131 | 1MOCKCAP | DUKE | 342 | 44 | 337 | 6645 | unknown
309354 | MOCKSVL2 | DUKE | 342 | 100 | 337 | 6645 | unknown
306627 | MONROE | DUKE | 342 | 100 | 336 | 6646 | unknown
308174 | 1MONROE | DUKE | 342 | 44 | 336 | 6646 | unknown
308896 | MONR78CAP | DUKE | 342 | 100 | 336 | 6646 | unknown
309042 | MONRO56CAP | DUKE | 342 | 100 | 336 | 6646 | unknown
309132 | 1MONRCAP | DUKE | 342 | 44 | 336 | 6646 | unknown
309355 | MONROE2 | DUKE | 342 | 100 | 336 | 6646 | unknown
306629 | MORESVIL | DUKE | 342 | 100 | 336 | 6647 | unknown
308176 | 1MORSVIL | DUKE | 342 | 44 | 336 | 6647 | unknown
308892 | LANGTREE TAP | DUKE | 342 | 100 | 336 | 6647 | unknown
309043 | MORESCAP | DUKE | 342 | 100 | 336 | 6647 | unknown
309133 | 1MORSCAP | DUKE | 342 | 44 | 336 | 6647 | unknown
309356 | MORESVI12 | DUKE | 342 | 100 | 336 | 6647 | unknown
309375 | MORESVI34 | DUKE | 342 | 100 | 336 | 6647 | unknown
308179 | 1MT ISLE | DUKE | 342 | 6.6 | 336 | 6648 | unknown
308181 | 1MTN ISL | DUKE | 342 | 44 | 336 | 6648 | unknown
306654 | ROUGHE TP BL | DUKE | 342 | 100 | 336 | 6649 | unknown
308194 | 1ROUGHED | DUKE | 342 | 44 | 336 | 6649 | unknown
308874 | ROUGHTP WH | DUKE | 342 | 100 | 336 | 6649 | unknown
309136 | 1ROUGCAP | DUKE | 342 | 44 | 336 | 6649 | unknown
309296 | BUS 309296 | DUKE | 342 | 100 | 336 | 6649 | unknown
309357 | ROUGHED2 | DUKE | 342 | 100 | 336 | 6649 | unknown
306655 | SALISBRY | DUKE | 342 | 100 | 336 | 6650 | unknown
308198 | 1SALSBRY | DUKE | 342 | 44 | 336 | 6650 | unknown
309358 | SALISBR2 | DUKE | 342 | 100 | 336 | 6650 | unknown
306685 | WILDCAT | DUKE | 342 | 100 | 336 | 6651 | unknown
308221 | 1WILDCAT | DUKE | 342 | 44 | 336 | 6651 | unknown
308893 | WILDCATT WH | DUKE | 342 | 100 | 336 | 6651 | unknown
309137 | 1WILDCAP | DUKE | 342 | 44 | 336 | 6651 | unknown
309359 | WILDCAT2 | DUKE | 342 | 100 | 336 | 6651 | unknown
306574 | CONCRD C | DUKE | 342 | 100 | 336 | 6652 | unknown | [6 empty] | 35.7133 | -80.3767 | 6563
308234 | 1CNCRD_C | DUKE | 342 | 44 | 336 | 6652 | unknown | [6 empty] | 35.7133 | -80.3767 | 6563
309138 | 1CNCRCAP | DUKE | 342 | 44 | 336 | 6652 | unknown | [6 empty] | 35.7133 | -80.3767 | 6563
309284 | CONCRD C WH | DUKE | 342 | 100 | 336 | 6652 | unknown | [6 empty] | 35.7133 | -80.3767 | 6563
309353 | CONCRD CBUS | DUKE | 342 | 100 | 336 | 6652 | unknown | [6 empty] | 35.7133 | -80.3767 | 6563
306934 | LEXNGTON | DUKE | 342 | 100 | 338 | 6653 | unknown
306937 | LXNGTNC1 | DUKE | 342 | 100 | 338 | 6653 | unknown
308309 | 1LEXCIT1 | DUKE | 342 | 44 | 338 | 6653 | unknown
309367 | LEXCITY1 | DUKE | 342 | 100 | 338 | 6653 | unknown
309982 | LEXINGC1 W | DUKE | 342 | 100 | 338 | 6653 | unknown
306758 | MADISON | DUKE | 342 | 100 | 337 | 6654 | unknown
308312 | 1MADISON | DUKE | 342 | 44 | 337 | 6654 | unknown
309140 | 1MADICAP | DUKE | 342 | 44 | 337 | 6654 | unknown
309361 | MADISON2 | DUKE | 342 | 100 | 337 | 6654 | unknown
306764 | MOTLEY | DUKE | 342 | 100 | 337 | 6655 | unknown |  |  |  | 36.4862 | -79.7208 | 6673 | 36.4862 | -79.7208 | 6673
308328 | 1MOTLEY | DUKE | 342 | 44 | 337 | 6655 | unknown |  |  |  | 36.4862 | -79.7208 | 6673 | 36.4862 | -79.7208 | 6673
309141 | 1MOTLCAP | DUKE | 342 | 44 | 337 | 6655 | unknown |  |  |  | 36.4862 | -79.7208 | 6673 | 36.4862 | -79.7208 | 6673
309362 | MOTLEY2 | DUKE | 342 | 100 | 337 | 6655 | unknown |  |  |  | 36.4862 | -79.7208 | 6673 | 36.4862 | -79.7208 | 6673
306775 | PINNACLE | DUKE | 342 | 100 | 337 | 6656 | unknown | [6 empty] | 36.2813 | -80.0596 | 6578
308336 | 1PINACLE | DUKE | 342 | 44 | 337 | 6656 | unknown | [6 empty] | 36.2813 | -80.0596 | 6578
308950 | PINNACLW | DUKE | 342 | 100 | 337 | 6656 | unknown | [6 empty] | 36.2813 | -80.0596 | 6578
309142 | 1PINACAP | DUKE | 342 | 44 | 337 | 6656 | unknown | [6 empty] | 36.2813 | -80.0596 | 6578
309363 | PINNACL2 | DUKE | 342 | 100 | 337 | 6656 | unknown | [6 empty] | 36.2813 | -80.0596 | 6578
306789 | RUTLEDGE | DUKE | 342 | 100 | 337 | 6657 | unknown
306825 | RUTLDUM | DUKE | 342 | 100 | 337 | 6657 | unknown
308348 | 1RUTLEDG | DUKE | 342 | 44 | 337 | 6657 | unknown
309144 | 1RUTLCAP | DUKE | 342 | 44 | 337 | 6657 | unknown
309364 | RUTHLED2 | DUKE | 342 | 100 | 337 | 6657 | unknown
306851 | ABOTS CK | DUKE | 342 | 100 | 338 | 6658 | unknown
308411 | 1ABOTS C | DUKE | 342 | 44 | 338 | 6658 | unknown
309150 | 1ABOTCAP | DUKE | 342 | 44 | 338 | 6658 | unknown
309366 | ABOTS C2 | DUKE | 342 | 100 | 338 | 6658 | unknown
306938 | MEBANE | DUKE | 342 | 100 | 338 | 6659 | unknown
308433 | 1MEBANE | DUKE | 342 | 44 | 338 | 6659 | unknown
308445 | 1BUS 308445 | DUKE | 342 | 44 | 338 | 6659 | unknown
309064 | MEBANCAP | DUKE | 342 | 100 | 338 | 6659 | unknown
309151 | 1MEBACAP | DUKE | 342 | 44 | 338 | 6659 | unknown
309368 | MEBANE2 | DUKE | 342 | 100 | 338 | 6659 | unknown
306964 | SWEPSVIL | DUKE | 342 | 100 | 338 | 6660 | unknown
308448 | 1SWEPSVL | DUKE | 342 | 44 | 338 | 6660 | unknown
308942 | SWEPSNVW | DUKE | 342 | 100 | 338 | 6660 | unknown
309152 | 1SWEPCAP | DUKE | 342 | 44 | 338 | 6660 | unknown
309369 | SWEPSVI2 | DUKE | 342 | 100 | 338 | 6660 | unknown
306977 | WILAMG T | DUKE | 342 | 100 | 338 | 6661 | unknown | [8 empty] | 6575
308454 | 1WILMBGTIE | DUKE | 342 | 44 | 338 | 6661 | unknown | [8 empty] | 6575
308947 | WILMBGTW | DUKE | 342 | 100 | 337 | 6661 | unknown | [8 empty] | 6575
309370 | WILAMGTI | DUKE | 342 | 100 | 338 | 6661 | unknown | [8 empty] | 6575
308482 | 5LAKEMRY | DUKE | 342 | 161 | 339 | 6662 | unknown | [6 empty] | 35.2719 | -83.6771 | 6663
308595 | 2LAKEMYA | DUKE | 342 | 66 | 339 | 6662 | unknown | [6 empty] | 35.2719 | -83.6771 | 6663
309159 | 2LAKEMOR | DUKE | 342 | 66 | 339 | 6662 | unknown | [6 empty] | 35.2719 | -83.6771 | 6663
308483 | 5NANTAHA | DUKE | 342 | 161 | 339 | 6663 | known |  | 35.2719 | -83.6771
308558 | 1NANTAHA | DUKE | 342 | 13.2 | 339 | 6663 | known
309153 | 5NANTCAP | DUKE | 342 | 161 | 339 | 6663 | known
308486 | 5THORPE | DUKE | 342 | 161 | 339 | 6664 | unknown | [6 empty] | 34.9581 | -82.9099 | 6528
308515 | 2THORPE | DUKE | 342 | 66 | 339 | 6664 | unknown | [6 empty] | 34.9581 | -82.9099 | 6528
308523 | 2BUS 308523 | DUKE | 342 | 66 | 339 | 6664 | unknown | [6 empty] | 34.9581 | -82.9099 | 6528
308524 | 2BUS 308524 | DUKE | 342 | 66 | 339 | 6664 | unknown | [6 empty] | 34.9581 | -82.9099 | 6528
308600 | 1THORPE | DUKE | 342 | 6.6 | 339 | 6664 | unknown | [6 empty] | 34.9581 | -82.9099 | 6528
309155 | 2THORPEC | DUKE | 342 | 66 | 339 | 6664 | unknown | [6 empty] | 34.9581 | -82.9099 | 6528
308487 | 5TUCKASE | DUKE | 342 | 161 | 339 | 6665 | unknown |  |  |  | 34.9581 | -82.9099 | 6528 | 34.9581 | -82.9099 | 6528
308489 | 6TUCKASE | DUKE | 342 | 230 | 339 | 6665 | unknown |  |  |  | 34.9581 | -82.9099 | 6528 | 34.9581 | -82.9099 | 6528
309154 | 5TUCKCAP | DUKE | 342 | 161 | 339 | 6665 | unknown |  |  |  | 34.9581 | -82.9099 | 6528 | 34.9581 | -82.9099 | 6528
308488 | 5WEBSTER | DUKE | 342 | 161 | 339 | 6666 | unknown |  |  |  | 35.2719 | -83.6771 | 6663 | 35.2719 | -83.6771 | 6663
308555 | 2WEBSTER | DUKE | 342 | 66 | 339 | 6666 | unknown |  |  |  | 35.2719 | -83.6771 | 6663 | 35.2719 | -83.6771 | 6663
309156 | 2WEBSTERC | DUKE | 342 | 66 | 339 | 6666 | unknown |  |  |  | 35.2719 | -83.6771 | 6663 | 35.2719 | -83.6771 | 6663
308516 | 1CEDARCL | DUKE | 342 | 6.6 | 339 | 6667 | unknown
308519 | 2CEDARCL | DUKE | 342 | 66 | 339 | 6667 | unknown
308517 | 1BEARCRK | DUKE | 342 | 4.16 | 339 | 6668 | unknown
308521 | 2BEARCRK | DUKE | 342 | 66 | 339 | 6668 | unknown
308518 | 1TENNCRK | DUKE | 342 | 4.16 | 339 | 6669 | unknown
308522 | 2TENNCRK | DUKE | 342 | 66 | 339 | 6669 | unknown
308543 | 6RIVRBENY | DUKE | 342 | 230 | 336 | 6670 | unknown |  |  |  | 35.4325 | -80.9483 | 6567 | 35.4325 | -80.9483 | 6567
309476 | 1RIVERBENDA4 | DUKE | 342 | 1 | 336 | 6670 | unknown |  |  |  | 35.4325 | -80.9483 | 6567 | 35.4325 | -80.9483 | 6567
309827 | RIVAT4 | DUKE | 342 | 100 | 336 | 6670 | unknown |  |  |  | 35.4325 | -80.9483 | 6567 | 35.4325 | -80.9483 | 6567
308571 | 5SWAIN | DUKE | 342 | 161 | 339 | 6671 | unknown
308576 | 2SWAIN66 | DUKE | 342 | 66 | 339 | 6671 | unknown
308581 | 5SWAIN1&2 | DUKE | 342 | 161 | 339 | 6671 | unknown
308591 | 5SWAIN3 | DUKE | 342 | 161 | 339 | 6671 | unknown
309157 | 2SWAINCAP | DUKE | 342 | 66 | 339 | 6671 | unknown
308587 | 6ORCHARD | DUKE | 342 | 230 | 335 | 6672 | unknown |  |  |  | 35.4317 | -81.0347 | 6554 | 35.4317 | -81.0347 | 6554
308589 | ORCHARD | DUKE | 342 | 100 | 335 | 6672 | unknown |  |  |  | 35.4317 | -81.0347 | 6554 | 35.4317 | -81.0347 | 6554
308592 | ORCH1 | DUKE | 342 | 100 | 335 | 6672 | unknown |  |  |  | 35.4317 | -81.0347 | 6554 | 35.4317 | -81.0347 | 6554
308593 | ORCH2 | DUKE | 342 | 100 | 335 | 6672 | unknown |  |  |  | 35.4317 | -81.0347 | 6554 | 35.4317 | -81.0347 | 6554
308598 | ORCH3 | DUKE | 342 | 100 | 335 | 6672 | unknown |  |  |  | 35.4317 | -81.0347 | 6554 | 35.4317 | -81.0347 | 6554
309252 | ORCHARD CAP | DUKE | 342 | 100 | 335 | 6672 | unknown |  |  |  | 35.4317 | -81.0347 | 6554 | 35.4317 | -81.0347 | 6554
308602 | DNRVRGEN | DUKE | 342 | 100 | 337 | 6673 | known |  | 36.4862 | -79.7208
308603 | 1DNRVRG8 | DUKE | 342 | 18 | 337 | 6673 | known
308604 | 1DNRVRG9 | DUKE | 342 | 18 | 337 | 6673 | known
308605 | 1DNRVRS7 | DUKE | 342 | 18 | 337 | 6673 | known
308606 | 6CLEVELAND | DUKE | 342 | 230 | 334 | 6674 | known |  | 35.1705 | -81.4166
308607 | 1CLEVELAND1 | DUKE | 342 | 16.5 | 334 | 6674 | known
308608 | 1CLEVELAND2 | DUKE | 342 | 16.5 | 334 | 6674 | known
308609 | 1CLEVELAND3 | DUKE | 342 | 16.5 | 334 | 6674 | known
308610 | 1CLEVELAND4 | DUKE | 342 | 16.5 | 334 | 6674 | known
308613 | 1LEECCS10 | DUKE | 342 | 22 | 331 | 6675 | known
308614 | 1LEECCG11 | DUKE | 342 | 18 | 331 | 6675 | known
308615 | 1LEECCG12 | DUKE | 342 | 18 | 331 | 6675 | known
308622 | LEE CC | DUKE | 342 | 100 | 331 | 6675 | known |  | 35.3736 | -78.0894
308651 | 6KMEC | DUKE | 342 | 230 | 334 | 6676 | known |  | 35.2025 | -81.3631
308652 | 6DIXON_SCH | DUKE | 342 | 230 | 334 | 6676 | known |  | 35.2025 | -81.3631
308653 | 1KMECS | DUKE | 342 | 18 | 334 | 6676 | known
308654 | 1KMECG | DUKE | 342 | 21 | 334 | 6676 | known
308788 | 8CLFSDTAP | DUKE | 342 | 500 | 336 | 6677 | known |  | 35.22 | -81.7666
308789 | 1CLFSDGEN | DUKE | 342 | 24.5 | 333 | 6677 | known
311003 | 2OBURG | DUKE | 344 | 69 | 340 | 6678 | unknown | [5 empty] | 6722 |  |  | 6722
311627 | 6OBURG | DUKE | 344 | 230 | 340 | 6678 | unknown | [5 empty] | 6722 |  |  | 6722
311628 | 3OBURG | DUKE | 344 | 115 | 340 | 6678 | unknown | [5 empty] | 6722 |  |  | 6722
311873 | 3JAMISON | DUKE | 344 | 115 | 340 | 6678 | unknown | [5 empty] | 6722 |  |  | 6722
312533 | 3OBURG2 | DUKE | 344 | 115 | 340 | 6678 | unknown | [5 empty] | 6722 |  |  | 6722
311007 | 2PINEWD | DUKE | 344 | 69 | 341 | 6679 | unknown
312822 | 3PINEWD | DUKE | 344 | 115 | 341 | 6679 | unknown
311042 | 2VARNVLE | DUKE | 344 | 69 | 340 | 6680 | unknown
312718 | 6VARNVLE | DUKE | 344 | 230 | 340 | 6680 | unknown
312840 | 3VARNVLE | DUKE | 344 | 115 | 340 | 6680 | unknown
311058 | 3AIRGAS | DUKE | 344 | 115 | 341 | 6681 | unknown
311287 | 1NATL W | DUKE | 344 | 4.16 | 341 | 6681 | unknown
311059 | 2WINNSBO | DUKE | 344 | 69 | 341 | 6682 | unknown | [5 empty] | 8011 |  |  | 8011
311382 | 6WINNSB | DUKE | 344 | 230 | 341 | 6682 | unknown | [5 empty] | 8011 |  |  | 8011
312523 | 2WINSBO2 | DUKE | 344 | 69 | 341 | 6682 | unknown | [5 empty] | 8011 |  |  | 8011
312535 | 6WINSBO2 | DUKE | 344 | 230 | 341 | 6682 | unknown | [5 empty] | 8011 |  |  | 8011
311048 | 2WATERE | DUKE | 344 | 69 | 341 | 6683 | unknown | [8 empty] | 8011
311065 | 2LUGOFF | DUKE | 344 | 69 | 341 | 6683 | unknown | [8 empty] | 8011
311870 | 2RICHLD_LFG1 | DUKE | 344 | 69 | 341 | 6683 | unknown | [8 empty] | 8011
311871 | 2RICHLD_LFG2 | DUKE | 344 | 69 | 341 | 6683 | unknown | [8 empty] | 8011
311872 | 2RICHLD_LFG3 | DUKE | 344 | 69 | 341 | 6683 | unknown | [8 empty] | 8011
312715 | 6LUGOFF | DUKE | 344 | 230 | 341 | 6683 | unknown | [8 empty] | 8011
311066 | 2PRXAIR | DUKE | 344 | 69 | 341 | 6684 | unknown
311238 | 13PRXAIR | DUKE | 344 | 13.09 | 341 | 6684 | unknown
311071 | 13SHOWA | DUKE | 344 | 13.09 | 340 | 6685 | unknown
312742 | 3SHOWA D | DUKE | 344 | 115 | 340 | 6685 | unknown
311088 | 2DALZELL | DUKE | 344 | 69 | 341 | 6686 | unknown | [5 empty] | 6722 |  |  | 6722
311381 | 6DALZELL | DUKE | 344 | 230 | 341 | 6686 | unknown | [5 empty] | 6722 |  |  | 6722
311122 | 1ALCOA1 | DUKE | 344 | 34.5 | 340 | 6687 | unknown | [8 empty] | 6722
312700 | 6ALCOA1 | DUKE | 344 | 230 | 340 | 6687 | unknown | [8 empty] | 6722
311123 | 1ALCOA2 | DUKE | 344 | 34.5 | 340 | 6688 | unknown | [8 empty] | 6722
312701 | 6ALCOA2 | DUKE | 344 | 230 | 340 | 6688 | unknown | [8 empty] | 6722
311124 | 1ALCOA3 | DUKE | 344 | 34.5 | 340 | 6689 | unknown | [8 empty] | 6722
312702 | 6ALCOA3 | DUKE | 344 | 230 | 340 | 6689 | unknown | [8 empty] | 6722
311125 | 1ALLEN | DUKE | 344 | 34.5 | 342 | 6690 | unknown
312743 | 3ALLEN | DUKE | 344 | 115 | 342 | 6690 | unknown
311128 | 1ANDREWS | DUKE | 344 | 34.5 | 342 | 6691 | unknown
312744 | 3ANDRW | DUKE | 344 | 115 | 342 | 6691 | unknown
311130 | 1INSTEEL | DUKE | 344 | 34.5 | 342 | 6692 | unknown
311294 | 1INSTEL | DUKE | 344 | 0.48 | 342 | 6692 | unknown
311134 | 3PURRYSB | DUKE | 344 | 115 | 340 | 6693 | known
312538 | 6PURYSB2 | DUKE | 344 | 230 | 340 | 6693 | known |  | 34.9038 | -79.7583
312721 | 6PURRYSB | DUKE | 344 | 230 | 340 | 6693 | known |  | 34.9038 | -79.7583
370045 | 6JAS-PUR 1_P | DUKE | 343 | 230 | 1378 | 6693 | known
370046 | 6JAS-PUR 2_P | DUKE | 343 | 230 | 1378 | 6693 | known
311136 | 1BARD | DUKE | 344 | 34.5 | 342 | 6694 | unknown
311295 | 1CRBARD | DUKE | 344 | 0.48 | 342 | 6694 | unknown
311144 | 1CONWAY | DUKE | 344 | 34.5 | 342 | 6695 | unknown | [8 empty] | 6701
311914 | 13CONWAY2 | DUKE | 344 | 13.8 | 342 | 6695 | unknown | [8 empty] | 6701
311915 | 13CONWAY | DUKE | 344 | 13.8 | 342 | 6695 | unknown | [8 empty] | 6701
312505 | 3CONWAY2 | DUKE | 344 | 115 | 342 | 6695 | unknown | [8 empty] | 6701
312758 | 3CONWAY | DUKE | 344 | 115 | 342 | 6695 | unknown | [8 empty] | 6701
311151 | 1GTN CT | DUKE | 344 | 34.5 | 342 | 6696 | unknown
312859 | 3GTN CT | DUKE | 344 | 115 | 342 | 6696 | unknown
311157 | 1HEMING1 | DUKE | 344 | 34.5 | 342 | 6697 | unknown | [8 empty] | 6723
311177 | 3HEMG T | DUKE | 344 | 115 | 341 | 6697 | unknown | [8 empty] | 6723
312781 | 3HEMING1 | DUKE | 344 | 115 | 342 | 6697 | unknown | [8 empty] | 6723
311163 | 1JEFF | DUKE | 344 | 34.5 | 342 | 6698 | unknown | [5 empty] | 6723 |  |  | 6723
311466 | 13JEFFH1 | DUKE | 344 | 13.8 | 342 | 6698 | unknown | [5 empty] | 6723 |  |  | 6723
311467 | 13JEFFH2 | DUKE | 344 | 13.8 | 342 | 6698 | unknown | [5 empty] | 6723 |  |  | 6723
311468 | 13JEFFH3 | DUKE | 344 | 13.8 | 342 | 6698 | unknown | [5 empty] | 6723 |  |  | 6723
311469 | 13JEFFH4 | DUKE | 344 | 13.8 | 342 | 6698 | unknown | [5 empty] | 6723 |  |  | 6723
311470 | 13JEFFH6 | DUKE | 344 | 13.8 | 342 | 6698 | unknown | [5 empty] | 6723 |  |  | 6723
312713 | 6JEFF | DUKE | 344 | 230 | 340 | 6698 | unknown | [5 empty] | 6723 |  |  | 6723
312789 | 3JEFF | DUKE | 344 | 115 | 340 | 6698 | unknown | [5 empty] | 6723 |  |  | 6723
311164 | 1PWRTEX | DUKE | 344 | 34.5 | 342 | 6699 | unknown
311297 | 1PWRTXLS | DUKE | 344 | 0.48 | 342 | 6699 | unknown
311169 | 1CHF | DUKE | 344 | 34.5 | 342 | 6700 | unknown
311298 | 1CHF LS | DUKE | 344 | 0.48 | 342 | 6700 | unknown
311180 | 1MYRT BC | DUKE | 344 | 34.5 | 342 | 6701 | known
311475 | 13MBGT3 | DUKE | 344 | 13.8 | 342 | 6701 | known
311476 | 13MBGT4 | DUKE | 344 | 13.8 | 342 | 6701 | known
311477 | 13MBGT5 | DUKE | 344 | 13.8 | 342 | 6701 | known
311484 | 13MBGT1 | DUKE | 344 | 13.8 | 342 | 6701 | known
311485 | 13MBGT2 | DUKE | 344 | 13.8 | 342 | 6701 | known
312807 | 3MYRT BC | DUKE | 344 | 115 | 342 | 6701 | known |  | 33.6777 | -79.0015
311184 | 1HURLRK | DUKE | 344 | 34.5 | 342 | 6702 | unknown
311874 | 3RUNWAY | DUKE | 344 | 115 | 342 | 6702 | unknown
312784 | 3HURLRK | DUKE | 344 | 115 | 342 | 6702 | unknown
311190 | 1PINELVL | DUKE | 344 | 34.5 | 342 | 6703 | unknown
312821 | 3PINELVL | DUKE | 344 | 115 | 342 | 6703 | unknown
311195 | 1RUSSVL | DUKE | 344 | 34.5 | 342 | 6704 | unknown | [8 empty] | 6723
312768 | 3RUSSV T | DUKE | 344 | 115 | 341 | 6704 | unknown | [8 empty] | 6723
312827 | 3RUSSVL | DUKE | 344 | 115 | 341 | 6704 | unknown | [8 empty] | 6723
311205 | 3SHAMRO | DUKE | 344 | 115 | 340 | 6705 | unknown | [8 empty] | 6722
311505 | 2SHAMRO | DUKE | 344 | 69 | 340 | 6705 | unknown | [8 empty] | 6722
311506 | 6SHAMRO | DUKE | 344 | 230 | 340 | 6705 | unknown | [8 empty] | 6722
312834 | 3SPRGFD | DUKE | 344 | 115 | 340 | 6705 | unknown | [8 empty] | 6722
311207 | 1SOAMO | DUKE | 344 | 34.5 | 342 | 6706 | unknown
311299 | 1SOAMOLS | DUKE | 344 | 0.48 | 342 | 6706 | unknown
311211 | 1S PRONG | DUKE | 344 | 34.5 | 342 | 6707 | unknown | [8 empty] | 6701
312866 | 3S PRONG | DUKE | 344 | 115 | 342 | 6707 | unknown | [8 empty] | 6701
311221 | 1WELLMAN | DUKE | 344 | 13.09 | 342 | 6708 | unknown
311489 | 1WLREGSY | DUKE | 344 | 34.5 | 342 | 6708 | unknown
311269 | 13MESSER | DUKE | 344 | 13.09 | 340 | 6709 | unknown
312855 | 3BOCGAS | DUKE | 344 | 115 | 340 | 6709 | unknown
311273 | 1BMBG C | DUKE | 344 | 4.16 | 340 | 6710 | unknown
312877 | 2BMBRG C | DUKE | 344 | 69 | 340 | 6710 | unknown
311277 | 13ISGGTW | DUKE | 344 | 13.8 | 342 | 6711 | unknown | [8 empty] | 6723
312778 | 3LIBERTY_STL | DUKE | 344 | 115 | 342 | 6711 | unknown | [8 empty] | 6723
311278 | 1AOSMIT | DUKE | 344 | 4.16 | 341 | 6712 | unknown
312873 | 2AOSMT | DUKE | 344 | 69 | 341 | 6712 | unknown
311323 | 3CAMPFLD | DUKE | 344 | 115 | 342 | 6713 | unknown | [5 empty] | 6723 |  |  | 6723
312503 | 3CAMPFL2 | DUKE | 344 | 115 | 342 | 6713 | unknown | [5 empty] | 6723 |  |  | 6723
312730 | 6CAMPFLD | DUKE | 344 | 230 | 342 | 6713 | unknown | [5 empty] | 6723 |  |  | 6723
311330 | 3SANDY R | DUKE | 344 | 115 | 341 | 6714 | unknown | [8 empty] | 14482
312521 | 3SNDY R2 | DUKE | 344 | 115 | 341 | 6714 | unknown | [8 empty] | 14482
312737 | 6SANDYR | DUKE | 344 | 230 | 341 | 6714 | unknown | [8 empty] | 14482
311336 | 13S.NAVY | DUKE | 344 | 13.2 | 340 | 6715 | unknown
312738 | 3S.NAVY | DUKE | 344 | 115 | 340 | 6715 | unknown
311384 | 6LK CTY | DUKE | 344 | 230 | 341 | 6716 | unknown | [5 empty] | 6740 |  |  | 6740
312514 | 2LK CTY2 | DUKE | 344 | 69 | 341 | 6716 | unknown | [5 empty] | 6740 |  |  | 6740
312529 | 6LK CTY2 | DUKE | 344 | 230 | 341 | 6716 | unknown | [5 empty] | 6740 |  |  | 6740
312968 | 2LK CITY | DUKE | 344 | 69 | 341 | 6716 | unknown | [5 empty] | 6740 |  |  | 6740
311391 | 3CHARITY | DUKE | 344 | 115 | 340 | 6717 | unknown | [5 empty] | 7996 |  |  | 7996
311492 | 1CHARITY | DUKE | 344 | 34.5 | 340 | 6717 | unknown | [5 empty] | 7996 |  |  | 7996
311541 | 3CAINH T | DUKE | 344 | 115 | 342 | 6717 | unknown | [5 empty] | 7996 |  |  | 7996
311542 | 3CAINH | DUKE | 344 | 115 | 342 | 6717 | unknown | [5 empty] | 7996 |  |  | 7996
312504 | 6CHARTY2 | DUKE | 344 | 230 | 340 | 6717 | unknown | [5 empty] | 7996 |  |  | 7996
312709 | 6CHARITY | DUKE | 344 | 230 | 340 | 6717 | unknown | [5 empty] | 7996 |  |  | 7996
311399 | 2RICHBRG | DUKE | 344 | 69 | 341 | 6718 | unknown | [8 empty] | 8011
311654 | 6RICHB | DUKE | 344 | 230 | 341 | 6718 | unknown | [8 empty] | 8011
312520 | 2RCHBRG2 | DUKE | 344 | 69 | 341 | 6718 | unknown | [8 empty] | 8011
312536 | 6RICHB2 | DUKE | 344 | 230 | 341 | 6718 | unknown | [8 empty] | 8011
311418 | 3AIRLIQ | DUKE | 344 | 115 | 342 | 6719 | unknown | [8 empty] | 7996
311419 | 13AIRLIQ | DUKE | 344 | 13.8 | 342 | 6719 | unknown | [8 empty] | 7996
311421 | 1PRAXGTN | DUKE | 344 | 34.5 | 342 | 6720 | unknown
311422 | 1PRAXGTN | DUKE | 344 | 4.16 | 342 | 6720 | unknown
311423 | 6NUCORSC | DUKE | 344 | 230 | 342 | 6721 | unknown | [8 empty] | 7996
311424 | 1NUCOR | DUKE | 344 | 34.5 | 342 | 6721 | unknown | [8 empty] | 7996
311450 | 1CROSS1 | DUKE | 344 | 22 | 341 | 6722 | known
311451 | 1CROSS2 | DUKE | 344 | 22 | 341 | 6722 | known
311499 | 1CROSS3 | DUKE | 344 | 21 | 341 | 6722 | known
311500 | 1CROSS4 | DUKE | 344 | 21 | 341 | 6722 | known
312710 | 6CROSS | DUKE | 344 | 230 | 341 | 6722 | known |  | 33.3719 | -80.1056
311452 | 1WINY2 | DUKE | 344 | 21 | 342 | 6723 | known
311453 | 1WINY3 | DUKE | 344 | 21 | 342 | 6723 | known
311454 | 1WINY4 | DUKE | 344 | 21 | 342 | 6723 | known
311478 | 1WINY1 | DUKE | 344 | 21 | 342 | 6723 | known
311599 | 1SEFA | DUKE | 344 | 4.16 | 342 | 6723 | known
311600 | 1WINYAH | DUKE | 344 | 34.5 | 342 | 6723 | known
312719 | 6WINYAH | DUKE | 344 | 230 | 342 | 6723 | known |  | 33.3318 | -79.3573
312845 | 3WINYAH | DUKE | 344 | 115 | 342 | 6723 | known
311465 | 13HHGT3 | DUKE | 344 | 13.8 | 340 | 6724 | unknown
311482 | 13HHGT1 | DUKE | 344 | 13.2 | 340 | 6724 | unknown
311483 | 13HHGT2 | DUKE | 344 | 13.2 | 340 | 6724 | unknown
311821 | 3SW8099-FF | DUKE | 344 | 115 | 340 | 6724 | unknown
311822 | 3SW8099-LC | DUKE | 344 | 115 | 340 | 6724 | unknown
312779 | 3HHGT | DUKE | 344 | 115 | 340 | 6724 | unknown
312948 | 2HHGT | DUKE | 344 | 69 | 340 | 6724 | unknown
311479 | 13STEP1 | DUKE | 344 | 13.8 | 341 | 6725 | unknown
311480 | 13STEP2 | DUKE | 344 | 13.8 | 341 | 6725 | unknown
311481 | 13STEP3 | DUKE | 344 | 13.8 | 341 | 6725 | unknown
312858 | 3ST STEP | DUKE | 344 | 115 | 341 | 6725 | unknown
311493 | 1RGS 1A | DUKE | 344 | 18 | 341 | 6726 | known
311494 | 1RGS 1B | DUKE | 344 | 18 | 341 | 6726 | known
311495 | 1RGS 1C | DUKE | 344 | 18 | 341 | 6726 | known
311496 | 1RGS 2A | DUKE | 344 | 18 | 341 | 6726 | known
311497 | 1RGS 2B | DUKE | 344 | 18 | 341 | 6726 | known
311502 | 13RGS 3 | DUKE | 344 | 13.8 | 341 | 6726 | known
311503 | 13RGS 4 | DUKE | 344 | 13.8 | 341 | 6726 | known
311504 | 13RGS 5 | DUKE | 344 | 13.8 | 341 | 6726 | known
311851 | 6ANDRSON_LF2 | DUKE | 344 | 230 | 341 | 6726 | known
311854 | 6ANDRSON_LF3 | DUKE | 344 | 230 | 341 | 6726 | known
312735 | 6RAINEY | DUKE | 344 | 230 | 341 | 6726 | known |  | 34.3477 | -82.7745
311612 | 6POMARIA | DUKE | 344 | 230 | 341 | 6727 | unknown | [5 empty] | 14482 |  |  | 14482
312518 | 2PMARIA2 | DUKE | 344 | 69 | 341 | 6727 | unknown | [5 empty] | 14482 |  |  | 14482
312531 | 6PMARIA2 | DUKE | 344 | 230 | 341 | 6727 | unknown | [5 empty] | 14482 |  |  | 14482
312993 | 2POMARIA | DUKE | 344 | 69 | 341 | 6727 | unknown | [5 empty] | 14482 |  |  | 14482
311629 | 13ALLNDL-BIO | DUKE | 344 | 13.8 | 340 | 6728 | unknown
311832 | 2ALLNDL_TAP | DUKE | 344 | 69 | 340 | 6728 | unknown
311637 | 3BELLSXRD | DUKE | 344 | 115 | 340 | 6729 | unknown
311638 | 2BELLSXRD | DUKE | 344 | 69 | 340 | 6729 | unknown
311688 | 6CARFOREST | DUKE | 344 | 230 | 342 | 6730 | unknown | [8 empty] | 6701
312530 | 3CARFOR2 | DUKE | 344 | 115 | 342 | 6730 | unknown | [8 empty] | 6701
312813 | 3CARFOREST | DUKE | 344 | 115 | 342 | 6730 | unknown | [8 empty] | 6701
311716 | 6BUCKSVILLE | DUKE | 344 | 230 | 342 | 6731 | unknown | [5 empty] | 6701 |  |  | 6701
311717 | 3BUCKSVILLE | DUKE | 344 | 115 | 342 | 6731 | unknown | [5 empty] | 6701 |  |  | 6701
312534 | 3BUCKVL2 | DUKE | 344 | 115 | 342 | 6731 | unknown | [5 empty] | 6701 |  |  | 6701
311787 | 3PRINGLE SS | DUKE | 344 | 115 | 340 | 6732 | unknown
311881 | 12VOLVO_GEN | DUKE | 344 | 12.47 | 340 | 6732 | unknown
312539 | 3PRINGLE2 | DUKE | 344 | 115 | 340 | 6732 | unknown
311801 | 3SREDORCH | DUKE | 344 | 115 | 340 | 6733 | unknown
311806 | 13DORCH-BIO | DUKE | 344 | 13.8 | 342 | 6733 | unknown
311813 | 1AMOCO_2 | DUKE | 344 | 34.5 | 342 | 6734 | unknown | [8 empty] | 7996
311814 | 13AMOCO | DUKE | 344 | 13.8 | 342 | 6734 | unknown | [8 empty] | 7996
312703 | 6AMOCO | DUKE | 344 | 230 | 342 | 6734 | unknown | [8 empty] | 7996
311818 | 1REP_SC | DUKE | 344 | 26 | 341 | 6735 | known
372836 | 6VCS NU3 GSU | DUKE | 343 | 230 | 1378 | 6735 | known |  | 34.2983 | -81.3153
311880 | 1CNTRFLD_GEN | DUKE | 344 | 34.5 | 341 | 6736 | unknown
311882 | 2CENTRFLD | DUKE | 344 | 69 | 341 | 6736 | unknown
312512 | 2INDNCK2 | DUKE | 344 | 69 | 341 | 6736 | unknown
312911 | 2INDIANC | DUKE | 344 | 69 | 341 | 6736 | unknown
311885 | 3BUCKSPV | DUKE | 344 | 115 | 342 | 6737 | unknown | [8 empty] | 6701
311886 | 1BUCKSPV_GEN | DUKE | 344 | 34.5 | 342 | 6737 | unknown | [8 empty] | 6701
311887 | 3CAMPPV | DUKE | 344 | 115 | 342 | 6738 | unknown | [8 empty] | 6723
311888 | 1CAMPPV_GEN | DUKE | 344 | 34.5 | 342 | 6738 | unknown | [8 empty] | 6723
311889 | 3RBPV | DUKE | 344 | 115 | 342 | 6739 | unknown
311890 | 1RBPV_GEN | DUKE | 344 | 34.5 | 342 | 6739 | unknown
311904 | 1PD1A | DUKE | 344 | 18 | 342 | 6740 | known
311905 | 1PD1ST | DUKE | 344 | 18 | 342 | 6740 | known
311910 | 6PEEDEE | DUKE | 344 | 230 | 342 | 6740 | known |  | 34.9835 | -79.8776
311938 | 1GUNSIGHT_GE | DUKE | 344 | 34.5 | 341 | 6741 | unknown
311939 | 3GUNSIGHT_SO | DUKE | 344 | 115 | 340 | 6741 | unknown
312500 | 2BENNET2 | DUKE | 344 | 69 | 341 | 6742 | unknown | [8 empty] | 6740
312526 | 6BENNET2 | DUKE | 344 | 230 | 341 | 6742 | unknown | [8 empty] | 6740
312731 | 6BENNETT | DUKE | 344 | 230 | 341 | 6742 | unknown | [8 empty] | 6740
312885 | 2BENNETT | DUKE | 344 | 69 | 341 | 6742 | unknown | [8 empty] | 6740
311804 | 3BLUFFTN TIE | DUKE | 344 | 115 | 340 | 6743 | unknown | [5 empty] | 6693 |  |  | 6693
312501 | 6BLUFFT2 | DUKE | 344 | 230 | 340 | 6743 | unknown | [5 empty] | 6693 |  |  | 6693
312502 | 3BLUFFT2 | DUKE | 344 | 115 | 340 | 6743 | unknown | [5 empty] | 6693 |  |  | 6693
312705 | 6BLUFFTN | DUKE | 344 | 230 | 340 | 6743 | unknown | [5 empty] | 6693 |  |  | 6693
312747 | 3BLUFFTN | DUKE | 344 | 115 | 340 | 6743 | unknown | [5 empty] | 6693 |  |  | 6693
370047 | 3BLUF-BLUF_P | DUKE | 343 | 115 | 1375 | 6743 | unknown | [5 empty] | 6693 |  |  | 6693
312506 | 2DARLING2 | DUKE | 344 | 69 | 341 | 6744 | unknown
312711 | 6DARLING | DUKE | 344 | 230 | 341 | 6744 | unknown
312921 | 2DARLING | DUKE | 344 | 69 | 341 | 6744 | unknown
312515 | 2MARION2 | DUKE | 344 | 69 | 341 | 6745 | unknown | [5 empty] | 6740 |  |  | 6740
312525 | 6MARION2 | DUKE | 344 | 230 | 341 | 6745 | unknown | [5 empty] | 6740 |  |  | 6740
312729 | 6MARION | DUKE | 344 | 230 | 341 | 6745 | unknown | [5 empty] | 6740 |  |  | 6740
312802 | 3MARION | DUKE | 344 | 115 | 341 | 6745 | unknown | [5 empty] | 6740 |  |  | 6740
312984 | 2MARION-SC | DUKE | 344 | 69 | 341 | 6745 | unknown | [5 empty] | 6740 |  |  | 6740
311862 | 3HORRY_LFG1 | DUKE | 344 | 115 | 342 | 6746 | unknown | [5 empty] | 6701 |  |  | 6701
311863 | 3HORRY_LFG2 | DUKE | 344 | 115 | 342 | 6746 | unknown | [5 empty] | 6701 |  |  | 6701
311864 | 3HORRY_LFG3 | DUKE | 344 | 115 | 342 | 6746 | unknown | [5 empty] | 6701 |  |  | 6701
311865 | 3HORRY_LFG4 | DUKE | 344 | 115 | 342 | 6746 | unknown | [5 empty] | 6701 |  |  | 6701
312516 | 6PRY RD2 | DUKE | 344 | 230 | 342 | 6746 | unknown | [5 empty] | 6701 |  |  | 6701
312517 | 3PRY RD2 | DUKE | 344 | 115 | 342 | 6746 | unknown | [5 empty] | 6701 |  |  | 6701
312717 | 6PERRY R | DUKE | 344 | 230 | 342 | 6746 | unknown | [5 empty] | 6701 |  |  | 6701
312819 | 3PERRY R | DUKE | 344 | 115 | 342 | 6746 | unknown | [5 empty] | 6701 |  |  | 6701
312519 | 3REDBLF2 | DUKE | 344 | 115 | 342 | 6747 | unknown
312524 | 6RDBLUF2 | DUKE | 344 | 230 | 342 | 6747 | unknown
312726 | 6REDBLUF | DUKE | 344 | 230 | 342 | 6747 | unknown
312868 | 3REDBLUF | DUKE | 344 | 115 | 342 | 6747 | unknown
311237 | 3JI_CENTRAL | DUKE | 344 | 115 | 340 | 6748 | unknown | [6 empty] | 32.8308 | -80.0705 | 8008
311315 | 3JI BEC | DUKE | 344 | 115 | 340 | 6748 | unknown | [6 empty] | 32.8308 | -80.0705 | 8008
311802 | 3GOAB_9759 | DUKE | 344 | 115 | 340 | 6748 | unknown | [6 empty] | 32.8308 | -80.0705 | 8008
312528 | 3JISCPS2 | DUKE | 344 | 115 | 340 | 6748 | unknown | [6 empty] | 32.8308 | -80.0705 | 8008
312724 | 6JISCPSA | DUKE | 344 | 230 | 340 | 6748 | unknown | [6 empty] | 32.8308 | -80.0705 | 8008
312854 | 3JISCPSA | DUKE | 344 | 115 | 340 | 6748 | unknown | [6 empty] | 32.8308 | -80.0705 | 8008
312540 | 6FLATCK2 | DUKE | 344 | 230 | 341 | 6749 | unknown
312732 | 6FLAT CR | DUKE | 344 | 230 | 341 | 6749 | unknown
312936 | 2FLAT CR | DUKE | 344 | 69 | 341 | 6749 | unknown
312541 | 3HARLEY2 | DUKE | 344 | 115 | 340 | 6750 | unknown
312832 | 3HARLEYS | DUKE | 344 | 115 | 340 | 6750 | unknown
312869 | 2HARLEYS | DUKE | 344 | 69 | 340 | 6750 | unknown
312704 | 6BATESBR | DUKE | 344 | 230 | 341 | 6751 | unknown | [8 empty] | 14193
312746 | 3BATESBG | DUKE | 344 | 115 | 341 | 6751 | unknown | [8 empty] | 14193
312880 | 2BATESBG | DUKE | 344 | 69 | 341 | 6751 | unknown | [8 empty] | 14193
312706 | 6BLYTHE | DUKE | 344 | 230 | 341 | 6752 | unknown | [5 empty] | 8011 |  |  | 8011
312889 | 2BLYTHW | DUKE | 344 | 69 | 341 | 6752 | unknown | [5 empty] | 8011 |  |  | 8011
312707 | 6CAMDEN | DUKE | 344 | 230 | 341 | 6753 | unknown | [8 empty] | 6722
312897 | 2CAMDEN | DUKE | 344 | 69 | 341 | 6753 | unknown | [8 empty] | 6722
311855 | 3BERKLY_LFG1 | DUKE | 344 | 115 | 340 | 6754 | unknown | [5 empty] | 6722 |  |  | 6722
311856 | 3BERKLY_LFG2 | DUKE | 344 | 115 | 340 | 6754 | unknown | [5 empty] | 6722 |  |  | 6722
312708 | 6CARNES | DUKE | 344 | 230 | 340 | 6754 | unknown | [5 empty] | 6722 |  |  | 6722
312750 | 3CARNES | DUKE | 344 | 115 | 340 | 6754 | unknown | [5 empty] | 6722 |  |  | 6722
312511 | 6HEMNG2 | DUKE | 344 | 230 | 342 | 6755 | unknown | [5 empty] | 6723 |  |  | 6723
312712 | 6HEMING2 | DUKE | 344 | 230 | 341 | 6755 | unknown | [5 empty] | 6723 |  |  | 6723
312782 | 3HEMING2 | DUKE | 344 | 115 | 342 | 6755 | unknown | [5 empty] | 6723 |  |  | 6723
312716 | 6NEWBER | DUKE | 344 | 230 | 341 | 6756 | unknown | [5 empty] | 14193 |  |  | 14193
312995 | 2NEWBERR | DUKE | 344 | 69 | 341 | 6756 | unknown | [5 empty] | 14193 |  |  | 14193
312527 | 6AIKEN32 | DUKE | 344 | 230 | 340 | 6757 | unknown
312722 | 6AIKEN3 | DUKE | 344 | 230 | 340 | 6757 | unknown
312856 | 3AIKEN3 | DUKE | 344 | 115 | 340 | 6757 | unknown
312757 | 3COLUMB | DUKE | 344 | 115 | 341 | 6758 | unknown | [6 empty] | 34.0344 | -81.136 | 7957
312795 | 3LEXNGT | DUKE | 344 | 115 | 341 | 6758 | unknown | [6 empty] | 34.0344 | -81.136 | 7957
312917 | 2COLUMBI | DUKE | 344 | 69 | 341 | 6758 | unknown | [6 empty] | 34.0344 | -81.136 | 7957
312792 | 3KNGSTR | DUKE | 344 | 115 | 341 | 6759 | unknown
312964 | 2KINGSTR | DUKE | 344 | 69 | 341 | 6759 | unknown
313027 | 6FOUR RIVER1 | PJM | 345 | 230 | 355 | 6760 | known
314028 | 6FOUR RIVER2 | PJM | 345 | 230 | 355 | 6760 | known
314212 | 6FOUR RIVERS | PJM | 345 | 230 | 355 | 6760 | known |  | 37.8218 | -77.4435
314215 | 6BEARISL | PJM | 345 | 230 | 355 | 6760 | known
315043 | 1FOUR RIVERA | PJM | 345 | 13.8 | 355 | 6760 | known
315044 | 1FOUR RIVERB | PJM | 345 | 13.8 | 355 | 6760 | known
315045 | 1FOUR RIVERC | PJM | 345 | 13.8 | 355 | 6760 | known
315046 | 1FOUR RIVERD | PJM | 345 | 13.8 | 355 | 6760 | known
315047 | 1FOUR RIVERE | PJM | 345 | 13.8 | 355 | 6760 | known
315048 | 1FOUR RIVERF | PJM | 345 | 13.8 | 355 | 6760 | known
315051 | 1AA1-145 CT1 | PJM | 345 | 18 | 355 | 6760 | known
315052 | 1AA1-145 CT2 | PJM | 345 | 18 | 355 | 6760 | known
315610 | 6AA1-145GAS | PJM | 345 | 230 | 355 | 6760 | known |  | 37.8209 | -77.4435
313527 | AB2-043 GEN | PJM | 345 | 0.55 | 358 | 6761 | unknown
313528 | AB2-043 COL | PJM | 345 | 34.5 | 358 | 6761 | unknown
313529 | 3BLUE STONE | PJM | 345 | 115 | 358 | 6761 | unknown
313701 | 6CHINQUAPIN | PJM | 345 | 230 | 362 | 6762 | unknown
313702 | 1CONETOE II | PJM | 345 | 24.7 | 362 | 6762 | unknown
315601 | 1CONETOE2SOL | PJM | 345 | 0.69 | 362 | 6762 | unknown
313707 | 6FORK UNION | PJM | 345 | 230 | 363 | 6763 | unknown | [5 empty] | 6861 |  |  | 6861
313708 | 3FORK UNION | PJM | 345 | 115 | 363 | 6763 | unknown | [5 empty] | 6861 |  |  | 6861
313709 | 6HOLLOMAN | PJM | 345 | 230 | 362 | 6764 | unknown
313710 | 1HOLLOMAN | PJM | 345 | 34.5 | 362 | 6764 | unknown
314568 | 3EARLEYS | PJM | 345 | 115 | 362 | 6764 | unknown
314569 | 6EARLEYS | PJM | 345 | 230 | 362 | 6764 | unknown
315602 | 1HOLLOMANSOL | PJM | 345 | 0.69 | 362 | 6764 | unknown
313761 | 6STEVENSBG | PJM | 345 | 230 | 353 | 6765 | unknown
313762 | 3STEVENSBG | PJM | 345 | 115 | 363 | 6765 | unknown
313814 | 6NEW RD2 | PJM | 345 | 230 | 353 | 6766 | unknown |  |  |  | 38.8941 | -77.5645 | 6780 | 38.8941 | -77.5645 | 6780
314166 | 3NEW RD | PJM | 345 | 115 | 353 | 6766 | unknown |  |  |  | 38.8941 | -77.5645 | 6780 | 38.8941 | -77.5645 | 6780
314168 | 6NEW RD | PJM | 345 | 230 | 353 | 6766 | unknown |  |  |  | 38.8941 | -77.5645 | 6780 | 38.8941 | -77.5645 | 6780
314179 | 3NEW RD2 | PJM | 345 | 115 | 353 | 6766 | unknown |  |  |  | 38.8941 | -77.5645 | 6780 | 38.8941 | -77.5645 | 6780
313825 | 3PLYWOOD | PJM | 345 | 115 | 358 | 6767 | unknown | [6 empty] | 36.8659 | -78.7063 | 6856
314716 | 3REEDY C | PJM | 345 | 115 | 358 | 6767 | unknown | [6 empty] | 36.8659 | -78.7063 | 6856
315266 | 1PLYWOOD A | PJM | 345 | 13.8 | 358 | 6767 | unknown | [6 empty] | 36.8659 | -78.7063 | 6856
313844 | 3HATHAWAY | PJM | 345 | 115 | 362 | 6768 | known |  | 36.0424 | -77.7529
313845 | 6HATHAWAY | PJM | 345 | 230 | 362 | 6768 | known
313857 | 6WINDSORDP | PJM | 345 | 230 | 362 | 6769 | unknown
314552 | 3WINDSORDP | PJM | 345 | 115 | 362 | 6769 | unknown
313882 | 2PENTAGON | PJM | 345 | 69 | 351 | 6770 | unknown
314071 | 6PENTAGN | PJM | 345 | 230 | 351 | 6770 | unknown
314075 | 2PENTAGN | PJM | 345 | 69 | 351 | 6770 | unknown
314871 | 6PENTAGON2 | PJM | 345 | 230 | 351 | 6770 | unknown
314011 | 3BULLRUN | PJM | 345 | 115 | 352 | 6771 | unknown | [5 empty] | 6774 |  |  | 6774
314012 | 6BULLRUN | PJM | 345 | 230 | 352 | 6771 | unknown | [5 empty] | 6774 |  |  | 6774
314014 | 3CANNONB | PJM | 345 | 115 | 353 | 6772 | unknown
314016 | 6CANNONB | PJM | 345 | 230 | 353 | 6772 | unknown
314101 | 3SW163T197 | PJM | 345 | 115 | 353 | 6772 | unknown
314019 | 6CLRNDNA | PJM | 345 | 230 | 351 | 6773 | unknown
314020 | 6CLRNDNB | PJM | 345 | 230 | 351 | 6773 | unknown
314120 | 6CLRNDNC | PJM | 345 | 230 | 351 | 6773 | unknown
314891 | 2CLRNDON | PJM | 345 | 69 | 351 | 6773 | unknown
314022 | 6CLIFTON | PJM | 345 | 230 | 352 | 6774 | known
314904 | 8CLIFTON | PJM | 345 | 500 | 366 | 6774 | known |  | 38.7811 | -77.3988
314025 | 1 TX500 | PJM | 345 | 13.2 | 353 | 6775 | unknown
314146 | 1 TX502 | PJM | 345 | 13.2 | 353 | 6775 | unknown
314147 | 3MICR172 | PJM | 345 | 115 | 353 | 6775 | unknown
314148 | 3MICR197 | PJM | 345 | 115 | 353 | 6775 | unknown
314160 | 1 TX503 | PJM | 345 | 13.2 | 353 | 6775 | unknown
314161 | 1 TX501 | PJM | 345 | 13.2 | 353 | 6775 | unknown
314037 | 6GAINSVL | PJM | 345 | 230 | 353 | 6776 | unknown |  |  |  | 38.8941 | -77.5645 | 6780 | 38.8941 | -77.5645 | 6780
314045 | 3GAINSV2 | PJM | 345 | 115 | 353 | 6776 | unknown |  |  |  | 38.8941 | -77.5645 | 6780 | 38.8941 | -77.5645 | 6780
314115 | 3GAINSV1 | PJM | 345 | 115 | 353 | 6776 | unknown |  |  |  | 38.8941 | -77.5645 | 6780 | 38.8941 | -77.5645 | 6780
314040 | 1ROSLYN | PJM | 345 | 13.8 | 351 | 6777 | unknown
314874 | 2LN 174 | PJM | 345 | 69 | 351 | 6777 | unknown
314878 | 2LN 178 | PJM | 345 | 69 | 351 | 6777 | unknown
314879 | 2LN 179 | PJM | 345 | 69 | 351 | 6777 | unknown
314880 | 2LN 180 | PJM | 345 | 69 | 351 | 6777 | unknown
314881 | 2ROSLBUS | PJM | 345 | 69 | 351 | 6777 | unknown
314049 | 3LOMA172 | PJM | 345 | 115 | 353 | 6778 | unknown
314051 | 3L0MA197 | PJM | 345 | 115 | 353 | 6778 | unknown
314055 | 1 TX600 | PJM | 345 | 13.2 | 353 | 6778 | unknown
314159 | 1 TX601 | PJM | 345 | 13.2 | 353 | 6778 | unknown
314050 | 1 TX181 | PJM | 345 | 13.2 | 353 | 6779 | unknown
314157 | 3GODW172 | PJM | 345 | 115 | 353 | 6779 | unknown
314162 | 1 TX182 | PJM | 345 | 13.2 | 353 | 6779 | unknown
314061 | 6LOUDOUN | PJM | 345 | 230 | 352 | 6780 | known |  | 38.8941 | -77.5645
314102 | 6ARCOLA | PJM | 345 | 230 | 353 | 6780 | known
314169 | 6ARCOLA2 | PJM | 345 | 230 | 353 | 6780 | known
314913 | 8LOUDOUN | PJM | 345 | 500 | 366 | 6780 | known |  | 38.8941 | -77.5645
314063 | 6MORRSVL | PJM | 345 | 230 | 353 | 6781 | known
314916 | 8MORRSVL | PJM | 345 | 500 | 366 | 6781 | known |  | 38.5011 | -77.7088
314068 | 6OX | PJM | 345 | 230 | 352 | 6782 | known
314167 | 3OX | PJM | 345 | 115 | 352 | 6782 | known
314919 | 8OX | PJM | 345 | 500 | 366 | 6782 | known |  | 38.7238 | -77.2885
314070 | 6OGDEN M | PJM | 345 | 230 | 351 | 6783 | unknown
315001 | 1OMF A | PJM | 345 | 13.8 | 351 | 6783 | unknown
315002 | 1OMF B | PJM | 345 | 13.8 | 351 | 6783 | unknown
314072 | 6PL VIEW | PJM | 345 | 230 | 352 | 6784 | known
314925 | 8PL VIEW | PJM | 345 | 500 | 366 | 6784 | known |  | 39.0772 | -77.5294
314073 | 3POSSUM | PJM | 345 | 115 | 353 | 6785 | known
314074 | 6POSSUM | PJM | 345 | 230 | 353 | 6785 | known
314922 | 8POSSUM | PJM | 345 | 500 | 366 | 6785 | known |  | 38.5405 | -77.2794
315007 | 1POSSM 5 | PJM | 345 | 25 | 353 | 6785 | known
315008 | 1POSSM6A | PJM | 345 | 18 | 353 | 6785 | known
315009 | 1POSSM6B | PJM | 345 | 18 | 353 | 6785 | known
315010 | 1POSSM6S | PJM | 345 | 18 | 353 | 6785 | known
315015 | 1POSSMC1 | PJM | 345 | 13.2 | 353 | 6785 | known
315018 | 1POSSMC2 | PJM | 345 | 13.2 | 353 | 6785 | known
314078 | 3REMNGTN | PJM | 345 | 115 | 353 | 6786 | unknown | [8 empty] | 6781
314080 | 6REMNGTN | PJM | 345 | 230 | 353 | 6786 | unknown | [8 empty] | 6781
314085 | 6REMNGCT | PJM | 345 | 230 | 353 | 6787 | unknown | [8 empty] | 6781
314090 | 3REMNGCT | PJM | 345 | 115 | 353 | 6787 | unknown | [8 empty] | 6781
315021 | 1REMNGT1 | PJM | 345 | 18 | 353 | 6787 | unknown | [8 empty] | 6781
315022 | 1REMNGT2 | PJM | 345 | 18 | 353 | 6787 | unknown | [8 empty] | 6781
315023 | 1REMNGT3 | PJM | 345 | 18 | 353 | 6787 | unknown | [8 empty] | 6781
315024 | 1REMNGT4 | PJM | 345 | 18 | 353 | 6787 | unknown | [8 empty] | 6781
314099 | 6GI1MRUN | PJM | 345 | 230 | 353 | 6788 | unknown | [5 empty] | 6781 |  |  | 6781
315028 | 1M RUN A | PJM | 345 | 18 | 353 | 6788 | unknown | [5 empty] | 6781 |  |  | 6781
315029 | 1M RUN B | PJM | 345 | 18 | 353 | 6788 | unknown | [5 empty] | 6781 |  |  | 6781
315030 | 1M RUN C | PJM | 345 | 18 | 353 | 6788 | unknown | [5 empty] | 6781 |  |  | 6781
314130 | 6BRISTER | PJM | 345 | 230 | 355 | 6789 | known
314156 | 3BRISTER | PJM | 345 | 115 | 353 | 6789 | known
314900 | 8BRISTER | PJM | 345 | 500 | 366 | 6789 | known |  | 38.648 | -77.7516
314132 | 6BIRCHWD | PJM | 345 | 230 | 354 | 6790 | unknown
315033 | 1BIRCHWDA | PJM | 345 | 18 | 354 | 6790 | unknown
313877 | 6RAILROAD | PJM | 345 | 230 | 353 | 6791 | unknown | [6 empty] | 38.8941 | -77.5645 | 6780
314133 | 6LIBERTY | PJM | 345 | 230 | 353 | 6791 | unknown | [6 empty] | 38.8941 | -77.5645 | 6780
314141 | 3LIBERTY | PJM | 345 | 115 | 353 | 6791 | unknown | [6 empty] | 38.8941 | -77.5645 | 6780
314135 | 3CHANCE | PJM | 345 | 115 | 363 | 6792 | known
314905 | 8CHANCE | PJM | 345 | 500 | 366 | 6792 | known |  | 38.2623 | -77.5893
314136 | 3FREDBRG | PJM | 345 | 115 | 353 | 6793 | unknown
314137 | 6FREDBRG | PJM | 345 | 230 | 353 | 6793 | unknown
314150 | 6STJOHN | PJM | 345 | 230 | 355 | 6794 | unknown | [5 empty] | 6760 |  |  | 6760
314152 | 3S JOHNS | PJM | 345 | 115 | 355 | 6794 | unknown | [5 empty] | 6760 |  |  | 6760
314154 | 3STJOHNS | PJM | 345 | 115 | 355 | 6794 | unknown | [5 empty] | 6760 |  |  | 6760
314171 | 6BRAMBL | PJM | 345 | 230 | 352 | 6795 | known
314933 | 8BRAMBLETON | PJM | 345 | 500 | 366 | 6795 | known |  | 38.9636 | -77.549
314174 | 3HARMONY | PJM | 345 | 115 | 354 | 6796 | unknown
314176 | 6HARMONY | PJM | 345 | 230 | 354 | 6796 | unknown
314177 | 3HAYES89 | PJM | 345 | 115 | 354 | 6797 | unknown
314180 | 6HAYES | PJM | 345 | 230 | 354 | 6797 | unknown
314181 | 3NORNECK | PJM | 345 | 115 | 354 | 6798 | unknown
314182 | 6NORNECK | PJM | 345 | 230 | 354 | 6798 | unknown
315034 | 1NORNECKC1 | PJM | 345 | 13.2 | 354 | 6798 | unknown
315035 | 1NORNECKC2 | PJM | 345 | 13.2 | 354 | 6798 | unknown
314196 | 6LADYSMITH | PJM | 345 | 230 | 355 | 6799 | known
314911 | 8LADYSMITH | PJM | 345 | 500 | 366 | 6799 | known |  | 38.1959 | -77.5421
314197 | 6LDYSMITH CT | PJM | 345 | 230 | 355 | 6800 | known |  | 38.0736 | -77.5131
315037 | 1LDYSMT1 | PJM | 345 | 18 | 355 | 6800 | known
315038 | 1LDYSMT2 | PJM | 345 | 18 | 355 | 6800 | known
315039 | 1LDYSMT3 | PJM | 345 | 18 | 355 | 6800 | known
315040 | 1LDYSMT4 | PJM | 345 | 18 | 355 | 6800 | known
315041 | 1LDYSMT5 | PJM | 345 | 18 | 355 | 6800 | known
314203 | 6MACKEYS | PJM | 345 | 230 | 361 | 6801 | unknown
314586 | 3MACKEYS | PJM | 345 | 115 | 361 | 6801 | unknown
315614 | AA2-178 GEN | PJM | 345 | 0.69 | 357 | 6801 | unknown
316009 | AA2-178 COL | PJM | 345 | 34.5 | 357 | 6801 | unknown
316010 | AA2-178 TERT | PJM | 345 | 13.8 | 357 | 6801 | unknown
314208 | 3SKIFF CREEK | PJM | 345 | 115 | 356 | 6802 | known
314209 | 6SKIFF CREEK | PJM | 345 | 230 | 356 | 6802 | known
314931 | 8SKIFF CREEK | PJM | 345 | 500 | 366 | 6802 | known |  | 37.1942 | -76.591
314214 | 6CHCKAHM | PJM | 345 | 230 | 355 | 6803 | known |  | 37.437 | -77.1587
314903 | 8CHCKAHM | PJM | 345 | 500 | 366 | 6803 | known |  | 37.437 | -77.1587
316133 | AC1-107 MAIN | PJM | 345 | 500 | 1 | 6803 | known |  | 37.437 | -77.1587
316134 | AC1-107 G1 | PJM | 345 | 23 | 1 | 6803 | known
316135 | AC1-107 G2 | PJM | 345 | 23 | 1 | 6803 | known
316136 | AC1-107 G3 | PJM | 345 | 23 | 1 | 6803 | known
314217 | 3ELMONT | PJM | 345 | 115 | 355 | 6804 | known
314218 | 6ELMONT | PJM | 345 | 230 | 355 | 6804 | known
314908 | 8ELMONT | PJM | 345 | 500 | 366 | 6804 | known |  | 37.6976 | -77.4845
314220 | 3FOURRIVERS | PJM | 345 | 115 | 355 | 6805 | known |  | 37.8208 | -77.4435
315050 | 1FOURRIVERG | PJM | 345 | 18 | 355 | 6805 | known
314226 | 3LAKESIDE | PJM | 345 | 115 | 355 | 6806 | unknown | [5 empty] | 6804 |  |  | 6804
314227 | 6LAKESIDE | PJM | 345 | 230 | 355 | 6806 | unknown | [5 empty] | 6804 |  |  | 6804
314230 | 2HEC1 | PJM | 345 | 69 | 364 | 6807 | unknown | [5 empty] | 6870 |  |  | 6870
314231 | 2HEC3 | PJM | 345 | 69 | 364 | 6807 | unknown | [5 empty] | 6870 |  |  | 6870
314804 | 3HARSNBG | PJM | 345 | 115 | 364 | 6807 | unknown | [5 empty] | 6870 |  |  | 6870
314806 | 6HARSNBG | PJM | 345 | 230 | 364 | 6807 | unknown | [5 empty] | 6870 |  |  | 6870
314232 | 6NO ANNA | PJM | 345 | 230 | 355 | 6808 | known
314918 | 8NO ANNA | PJM | 345 | 500 | 366 | 6808 | known |  | 38.0605 | -77.7895
315225 | 1N ANNA1 | PJM | 345 | 22 | 366 | 6808 | known
315226 | 1N ANNA2 | PJM | 345 | 22 | 366 | 6808 | known
314234 | 3NRTHEST | PJM | 345 | 115 | 355 | 6809 | unknown | [5 empty] | 6815 |  |  | 6815
314236 | 6NRTHEST | PJM | 345 | 230 | 355 | 6809 | unknown | [5 empty] | 6815 |  |  | 6815
314237 | 3NRTHWST | PJM | 345 | 115 | 355 | 6810 | unknown | [5 empty] | 6804 |  |  | 6804
314238 | 6NRTHWST | PJM | 345 | 230 | 355 | 6810 | unknown | [5 empty] | 6804 |  |  | 6804
314269 | 6PRGEORG | PJM | 345 | 230 | 357 | 6811 | unknown |  |  |  | 37.2901 | -77.2827 | 6818 | 37.2901 | -77.2827 | 6818
314291 | 3PRGEORG | PJM | 345 | 115 | 357 | 6811 | unknown |  |  |  | 37.2901 | -77.2827 | 6818 | 37.2901 | -77.2827 | 6818
314270 | 1GOSPORT | PJM | 345 | 34.5 | 359 | 6812 | known
314469 | 3GOSPORT | PJM | 345 | 115 | 359 | 6812 | known |  | 36.8098 | -76.3037
315260 | 1GOSPORTA | PJM | 345 | 13.8 | 359 | 6812 | known
315261 | 1GOSPORTB | PJM | 345 | 13.8 | 359 | 6812 | known
315262 | 1GOSPORTC | PJM | 345 | 13.8 | 359 | 6812 | known
314274 | 3BASIN | PJM | 345 | 115 | 357 | 6813 | unknown | [6 empty] | 37.2901 | -77.2827 | 6818
314275 | 6BELMEAD | PJM | 345 | 230 | 357 | 6813 | unknown | [6 empty] | 37.2901 | -77.2827 | 6818
314276 | 6BASIN | PJM | 345 | 230 | 357 | 6813 | unknown | [6 empty] | 37.2901 | -77.2827 | 6818
314282 | 6CARSON | PJM | 345 | 230 | 357 | 6814 | known
314902 | 8CARSON | PJM | 345 | 500 | 366 | 6814 | known |  | 37.0838 | -77.4066
314284 | 3CHESTFLD | PJM | 345 | 115 | 357 | 6815 | known
314286 | 6CHESTF A | PJM | 345 | 230 | 357 | 6815 | known |  | 37.383 | -77.3825
315060 | 1CHESTF5 | PJM | 345 | 22 | 357 | 6815 | known
315061 | 1CHESTG7 | PJM | 345 | 13.8 | 357 | 6815 | known
315062 | 1CHESTS7 | PJM | 345 | 13.8 | 357 | 6815 | known
315063 | 1CHESTG8 | PJM | 345 | 13.8 | 357 | 6815 | known
315064 | 1CHESTS8 | PJM | 345 | 13.8 | 357 | 6815 | known
314287 | 6CHESTF B | PJM | 345 | 230 | 357 | 6816 | unknown |  |  |  | 37.2901 | -77.2827 | 6818 | 37.2901 | -77.2827 | 6818
315065 | 1CHESTF6 | PJM | 345 | 24 | 357 | 6816 | unknown |  |  |  | 37.2901 | -77.2827 | 6818 | 37.2901 | -77.2827 | 6818
314289 | 6DARBYTN | PJM | 345 | 230 | 355 | 6817 | unknown | [8 empty] | 6815
315067 | 1DARBY 1 | PJM | 345 | 13.8 | 355 | 6817 | unknown | [8 empty] | 6815
315068 | 1DARBY 2 | PJM | 345 | 13.8 | 355 | 6817 | unknown | [8 empty] | 6815
315069 | 1DARBY 3 | PJM | 345 | 13.8 | 355 | 6817 | unknown | [8 empty] | 6815
315070 | 1DARBY 4 | PJM | 345 | 13.8 | 355 | 6817 | unknown | [8 empty] | 6815
314303 | 6HOPEWLL | PJM | 345 | 230 | 357 | 6818 | known |  | 37.2901 | -77.2827
315073 | 1STONECA | PJM | 345 | 13.2 | 357 | 6818 | known
315074 | 1HOPCGN1 | PJM | 345 | 13.8 | 357 | 6818 | known
315075 | 1HOPCGN2 | PJM | 345 | 13.8 | 357 | 6818 | known
315076 | 1HOPPOLC | PJM | 345 | 13.8 | 357 | 6818 | known
315077 | 1HOPHCF1 | PJM | 345 | 13.8 | 357 | 6818 | known
315078 | 1HOPHCF2 | PJM | 345 | 13.8 | 357 | 6818 | known
315079 | 1HOPHCF3 | PJM | 345 | 13.8 | 357 | 6818 | known
315080 | 1HOPHCF4 | PJM | 345 | 13.8 | 357 | 6818 | known
314314 | 3LOCKS | PJM | 345 | 115 | 357 | 6819 | unknown
314316 | 6LOCKS | PJM | 345 | 230 | 357 | 6819 | unknown
314322 | 6MDLTHAN | PJM | 345 | 230 | 357 | 6820 | known
314914 | 8MDLTHAN | PJM | 345 | 500 | 366 | 6820 | known |  | 37.5031 | -77.7064
314326 | 6BEARGRDN | PJM | 345 | 230 | 363 | 6821 | known |  | 37.6963 | -78.2865
315191 | 1BEARGRDN G1 | PJM | 345 | 18 | 363 | 6821 | known
315192 | 1BEARGRDN G2 | PJM | 345 | 18 | 363 | 6821 | known
315193 | 1BEARGRDN S1 | PJM | 345 | 22 | 363 | 6821 | known
314327 | 3PLAZA | PJM | 345 | 115 | 357 | 6822 | unknown
314328 | 6PLAZA | PJM | 345 | 230 | 357 | 6822 | unknown
314329 | 3POE | PJM | 345 | 115 | 357 | 6823 | unknown | [5 empty] | 6814 |  |  | 6814
314331 | 6POE | PJM | 345 | 230 | 357 | 6823 | unknown | [5 empty] | 6814 |  |  | 6814
314339 | 6SPRUNCE | PJM | 345 | 230 | 357 | 6824 | unknown
315083 | 1SPRUNCA | PJM | 345 | 13.8 | 357 | 6824 | unknown
315084 | 1SPRUNCB | PJM | 345 | 13.8 | 357 | 6824 | unknown
314387 | 3LANEXA | PJM | 345 | 115 | 356 | 6825 | unknown |  |  |  | 37.437 | -77.1587 | 6803 | 37.437 | -77.1587 | 6803
314388 | 6LANEXA | PJM | 345 | 230 | 356 | 6825 | unknown |  |  |  | 37.437 | -77.1587 | 6803 | 37.437 | -77.1587 | 6803
314401 | 3PENINSL | PJM | 345 | 115 | 356 | 6826 | unknown
314402 | 6PENINSL | PJM | 345 | 230 | 356 | 6826 | unknown
314406 | 3SHELBNK | PJM | 345 | 115 | 356 | 6827 | unknown
314407 | 6SHELBNK | PJM | 345 | 230 | 356 | 6827 | unknown
314417 | 3WHEALTN | PJM | 345 | 115 | 356 | 6828 | unknown
314418 | 6WHEALTN | PJM | 345 | 230 | 356 | 6828 | unknown
314421 | 6WINCHST | PJM | 345 | 230 | 356 | 6828 | unknown
313835 | 6YORK_TRM | PJM | 345 | 230 | 356 | 6829 | known
314371 | 3AMOCO Y | PJM | 345 | 115 | 356 | 6829 | known |  | 37.2132 | -76.4613
314422 | 3YORKTWN | PJM | 345 | 115 | 356 | 6829 | known |  | 37.2132 | -76.4613
314423 | 6YORKTWN | PJM | 345 | 230 | 356 | 6829 | known |  | 37.2132 | -76.4613
314425 | 3YORK PS | PJM | 345 | 115 | 356 | 6829 | known |  | 37.2132 | -76.4613
315090 | 1YORKTN1 | PJM | 345 | 22 | 356 | 6829 | known |  | 37.2132 | -76.461
315091 | 1YORKTN2 | PJM | 345 | 18 | 356 | 6829 | known |  | 37.2132 | -76.461
315092 | 1YORKTN3 | PJM | 345 | 25 | 356 | 6829 | known
314445 | 3CHESAPK PS2 | PJM | 345 | 115 | 359 | 6830 | known |  | 36.771 | -76.3031
314446 | 3CHESAPK PS3 | PJM | 345 | 115 | 359 | 6830 | known |  | 36.771 | -76.3031
314448 | 3CHESAPK | PJM | 345 | 115 | 359 | 6830 | known |  | 36.771 | -76.3031
314449 | 6CHESAPK | PJM | 345 | 230 | 359 | 6830 | known |  | 36.771 | -76.3032
314456 | 3CMN GAS | PJM | 345 | 115 | 359 | 6830 | known |  | 36.771 | -76.3031
315098 | 1CHESPKA | PJM | 345 | 13.8 | 359 | 6830 | known |  | 36.7714 | -76.3019
315099 | 1CHESPKB | PJM | 345 | 13.8 | 359 | 6830 | known |  | 36.7714 | -76.3019
314452 | 3CHRHLND | PJM | 345 | 115 | 359 | 6831 | unknown
314453 | 6CHRHLND | PJM | 345 | 230 | 359 | 6831 | unknown
314465 | 6ELIZ R | PJM | 345 | 230 | 359 | 6832 | unknown | [5 empty] | 6840 |  |  | 6840
315108 | 1ELIZAR1 | PJM | 345 | 13.8 | 359 | 6832 | unknown | [5 empty] | 6840 |  |  | 6840
315109 | 1ELIZAR2 | PJM | 345 | 13.8 | 359 | 6832 | unknown | [5 empty] | 6840 |  |  | 6840
315110 | 1ELIZAR3 | PJM | 345 | 13.8 | 359 | 6832 | unknown | [5 empty] | 6840 |  |  | 6840
314466 | 6FENTRES | PJM | 345 | 230 | 359 | 6833 | known
314909 | 8FENTRES | PJM | 345 | 500 | 366 | 6833 | known |  | 36.6901 | -76.1899
314473 | 3GRENWCH | PJM | 345 | 115 | 359 | 6834 | unknown |  |  |  | 36.8425 | -76.2734 | 6838 | 36.8425 | -76.2734 | 6838
314474 | 6GRENWCH | PJM | 345 | 230 | 359 | 6834 | unknown |  |  |  | 36.8425 | -76.2734 | 6838 | 36.8425 | -76.2734 | 6838
314476 | 3HICKORY | PJM | 345 | 115 | 359 | 6835 | unknown | [5 empty] | 6833 |  |  | 6833
314550 | 6HICKORY | PJM | 345 | 230 | 359 | 6835 | unknown | [5 empty] | 6833 |  |  | 6833
314479 | 3LANDSTN | PJM | 345 | 115 | 359 | 6836 | known
314481 | 6LANDSTN | PJM | 345 | 230 | 359 | 6836 | known |  | 36.7714 | -76.0923
314490 | 6VA BCH | PJM | 345 | 230 | 359 | 6837 | unknown
314511 | 3VA BCH | PJM | 345 | 115 | 359 | 6837 | unknown
314493 | 3REEVES | PJM | 345 | 115 | 359 | 6838 | known |  | 36.8425 | -76.2734
314494 | 6REEVES | PJM | 345 | 230 | 359 | 6838 | known
314496 | 3SEWLSPT | PJM | 345 | 115 | 359 | 6839 | unknown
314497 | 6SEWLSPT | PJM | 345 | 230 | 359 | 6839 | unknown
314513 | 3YADKIN | PJM | 345 | 115 | 359 | 6840 | known
314514 | 6YADKIN | PJM | 345 | 230 | 359 | 6840 | known
314927 | 8YADKIN | PJM | 345 | 500 | 366 | 6840 | known |  | 36.763 | -76.3547
314534 | 3S HAMPT | PJM | 345 | 115 | 360 | 6841 | unknown
315115 | 1S HAMPT1 | PJM | 345 | 13.8 | 360 | 6841 | unknown
314536 | 3SUFFOLK | PJM | 345 | 115 | 360 | 6842 | known
314537 | 6SUFFOLK | PJM | 345 | 230 | 360 | 6842 | known
314928 | 8SUFFOLK | PJM | 345 | 500 | 366 | 6842 | known |  | 36.7103 | -76.5805
314538 | 6SURRY | PJM | 345 | 230 | 360 | 6843 | known |  | 37.1624 | -76.6958
314543 | 6GRAVELA | PJM | 345 | 230 | 360 | 6843 | known
314544 | 6GRAVELB | PJM | 345 | 230 | 360 | 6843 | known
315116 | 1SURRY 1 | PJM | 345 | 22 | 360 | 6843 | known
315117 | 1GRAVELC | PJM | 345 | 13.8 | 360 | 6843 | known
315119 | 1GRAVEL3 | PJM | 345 | 13.8 | 360 | 6843 | known
315120 | 1GRAVEL4 | PJM | 345 | 13.8 | 360 | 6843 | known
315121 | 1GRAVEL5 | PJM | 345 | 13.8 | 360 | 6843 | known
315122 | 1GRAVEL6 | PJM | 345 | 13.8 | 360 | 6843 | known
314559 | 3CAROLNA | PJM | 345 | 115 | 362 | 6844 | unknown
314561 | 6CAROLNA | PJM | 345 | 230 | 362 | 6844 | unknown
315126 | 1ROARAP2 | PJM | 345 | 14.4 | 362 | 6844 | unknown
315128 | 1ROARAP4 | PJM | 345 | 14.4 | 362 | 6844 | unknown
314562 | 3CLUBHSE | PJM | 345 | 115 | 362 | 6845 | unknown
314563 | 6CLUBHSE | PJM | 345 | 230 | 362 | 6845 | unknown
314565 | 3CLUBHSE71 | PJM | 345 | 115 | 362 | 6845 | unknown
314564 | 6EDGECOM | PJM | 345 | 230 | 362 | 6846 | unknown |  |  |  | 36.0424 | -77.7529 | 6768 | 36.0424 | -77.7529 | 6768
315131 | 1EDGECMA | PJM | 345 | 13.8 | 362 | 6846 | unknown |  |  |  | 36.0424 | -77.7529 | 6768 | 36.0424 | -77.7529 | 6768
315132 | 1EDGECMB | PJM | 345 | 13.8 | 362 | 6846 | unknown |  |  |  | 36.0424 | -77.7529 | 6768 | 36.0424 | -77.7529 | 6768
314573 | 3EVERETS | PJM | 345 | 115 | 362 | 6847 | unknown
314574 | 6EVERETS | PJM | 345 | 230 | 362 | 6847 | unknown
314608 | 3TARBORO | PJM | 345 | 115 | 362 | 6848 | unknown
314609 | 6TARBORO | PJM | 345 | 230 | 362 | 6848 | unknown
314611 | 6THELMA | PJM | 345 | 230 | 362 | 6849 | unknown
315139 | 1GASTONA | PJM | 345 | 14.4 | 362 | 6849 | unknown
315141 | 1GASTONB | PJM | 345 | 14.4 | 362 | 6849 | unknown
314613 | 3TRWBRDG | PJM | 345 | 115 | 362 | 6850 | unknown
314614 | 3TRWBRDG2 | PJM | 345 | 115 | 362 | 6850 | unknown
314616 | 6TRWBRDG | PJM | 345 | 230 | 362 | 6850 | unknown
314621 | 3WEYRHAEUSER | PJM | 345 | 115 | 362 | 6851 | unknown
314783 | 1WEYRHBI | PJM | 345 | 13.8 | 362 | 6851 | unknown
315292 | 1DOMTR78 | PJM | 345 | 13.8 | 362 | 6851 | unknown
314640 | 6KITTY HAWK | PJM | 345 | 230 | 361 | 6852 | unknown
314641 | 3KITTY HAWK | PJM | 345 | 115 | 361 | 6852 | unknown
314666 | 3ALTVSTA | PJM | 345 | 115 | 358 | 6853 | unknown | [6 empty] | 37.0403 | -79.5326 | 5137
314667 | 4ALTVSTA | PJM | 345 | 138 | 358 | 6853 | unknown | [6 empty] | 37.0403 | -79.5326 | 5137
314670 | 2ALTVSTA | PJM | 345 | 69 | 358 | 6853 | unknown | [6 empty] | 37.0403 | -79.5326 | 5137
242550 | 05BEARSK | PJM | 205 | 138 | 1250 | 6854 | unknown |  |  |  | 37.0403 | -79.5326 | 5137 | 37.0403 | -79.5326 | 5137
314671 | 4BEARSKN | PJM | 345 | 138 | 358 | 6854 | unknown |  |  |  | 37.0403 | -79.5326 | 5137 | 37.0403 | -79.5326 | 5137
314789 | 2BEARSKN | PJM | 345 | 69 | 358 | 6854 | unknown |  |  |  | 37.0403 | -79.5326 | 5137 | 37.0403 | -79.5326 | 5137
314676 | 3BRUNWICK | PJM | 345 | 115 | 358 | 6855 | unknown
314782 | 2BRUNWICK | PJM | 345 | 69 | 358 | 6855 | unknown
314787 | 2BRUNWICK2 | PJM | 345 | 69 | 358 | 6855 | unknown
314686 | 6CLOVER | PJM | 345 | 230 | 358 | 6856 | known |  | 36.8659 | -78.7063
314690 | 6BLACK WALNU | PJM | 345 | 230 | 358 | 6856 | known
314906 | 8CLOVER | PJM | 345 | 500 | 366 | 6856 | known |  | 37.3756 | -79.8933
315153 | 1CLOVER1 | PJM | 345 | 24 | 358 | 6856 | known
315154 | 1CLOVER2 | PJM | 345 | 24 | 358 | 6856 | known
314691 | 3FARMVIL | PJM | 345 | 115 | 358 | 6857 | unknown
314692 | 6FARMVIL | PJM | 345 | 230 | 358 | 6857 | unknown
314696 | 3SEDGE HILL | PJM | 345 | 115 | 358 | 6858 | unknown |  |  |  | 36.8659 | -78.7063 | 6856 | 36.8659 | -78.7063 | 6856
314697 | 6SEDGE HILL | PJM | 345 | 230 | 358 | 6858 | unknown |  |  |  | 36.8659 | -78.7063 | 6856 | 36.8659 | -78.7063 | 6856
314700 | 3HALL BR | PJM | 345 | 115 | 358 | 6859 | unknown
315156 | 1HALLBR1 | PJM | 345 | 13.8 | 358 | 6859 | unknown
314702 | 3KERR | PJM | 345 | 115 | 358 | 6860 | unknown
315158 | 1KERR 1 | PJM | 345 | 13.8 | 358 | 6860 | unknown
315159 | 1KERR 2 | PJM | 345 | 13.8 | 358 | 6860 | unknown
315160 | 1KERR 3 | PJM | 345 | 13.8 | 358 | 6860 | unknown
315161 | 1KERR 4 | PJM | 345 | 13.8 | 358 | 6860 | unknown
315162 | 1KERR 5 | PJM | 345 | 13.8 | 358 | 6860 | unknown
315163 | 1KERR 6 | PJM | 345 | 13.8 | 358 | 6860 | unknown
315164 | 1KERR 7 | PJM | 345 | 13.8 | 358 | 6860 | unknown
313867 | 6BREMODIST | PJM | 345 | 230 | 363 | 6861 | known
314744 | 3BREMO | PJM | 345 | 115 | 363 | 6861 | known
314746 | 4BREMO | PJM | 345 | 138 | 363 | 6861 | known
314747 | 6BREMO | PJM | 345 | 230 | 363 | 6861 | known |  | 37.7053 | -78.2894
314745 | 6LOISACT | PJM | 345 | 230 | 363 | 6862 | unknown
315172 | 1LOISA A | PJM | 345 | 13.8 | 363 | 6862 | unknown
315173 | 1LOISA B | PJM | 345 | 13.8 | 363 | 6862 | unknown
315174 | 1LOISA C | PJM | 345 | 13.8 | 363 | 6862 | unknown
315175 | 1LOISA D | PJM | 345 | 13.8 | 363 | 6862 | unknown
315176 | 1LOISA E | PJM | 345 | 18 | 363 | 6862 | unknown
314755 | 3SPOTSYL | PJM | 345 | 115 | 363 | 6863 | known
314934 | 8SPOTSYL | PJM | 345 | 500 | 366 | 6863 | known |  | 38.25 | -77.7828
314757 | 3GORDNVL | PJM | 345 | 115 | 363 | 6864 | unknown
314758 | 6GORDNVL | PJM | 345 | 230 | 363 | 6864 | unknown
314793 | 3DOOMS | PJM | 345 | 115 | 364 | 6865 | known
314794 | 6DOOMS | PJM | 345 | 230 | 364 | 6865 | known
314907 | 8DOOMS | PJM | 345 | 500 | 366 | 6865 | known |  | 38.1069 | -78.8488
314796 | 3EDINBRG | PJM | 345 | 115 | 364 | 6866 | unknown | [6 empty] | 39.058 | -78.2543 | 4685
314797 | 4EDINBRG | PJM | 345 | 138 | 364 | 6866 | unknown | [6 empty] | 39.058 | -78.2543 | 4685
314799 | 3ENDLCAV | PJM | 345 | 115 | 364 | 6867 | unknown | [8 empty] | 6870
314800 | 6ENDLCAV | PJM | 345 | 230 | 364 | 6867 | unknown | [8 empty] | 6870
314802 | 3GROTOES | PJM | 345 | 115 | 364 | 6868 | unknown | [5 empty] | 6865 |  |  | 6865
314803 | 6GROTOES | PJM | 345 | 230 | 364 | 6868 | unknown | [5 empty] | 6865 |  |  | 6865
314810 | 6STAUNTN | PJM | 345 | 230 | 364 | 6869 | unknown | [5 empty] | 6865 |  |  | 6865
314812 | 3STAUNTN | PJM | 345 | 115 | 364 | 6869 | unknown | [5 empty] | 6865 |  |  | 6865
314817 | 6VALLEY | PJM | 345 | 230 | 364 | 6870 | known
314926 | 8VALLEY | PJM | 345 | 500 | 366 | 6870 | known |  | 38.3143 | -78.9708
314991 | 8VALLEY SC | PJM | 345 | 500 | 366 | 6870 | known
314820 | 6BALLSTN | PJM | 345 | 230 | 351 | 6871 | unknown
314882 | 2BALLSTN | PJM | 345 | 69 | 351 | 6871 | unknown
314840 | 6CLFTN F | PJM | 345 | 230 | 365 | 6872 | unknown | [5 empty] | 6873 |  |  | 6873
314841 | 4CLFTN F | PJM | 345 | 138 | 365 | 6872 | unknown | [5 empty] | 6873 |  |  | 6873
314853 | 3LEXNGTN | PJM | 345 | 115 | 365 | 6873 | known
314854 | 6LEXNGT1 | PJM | 345 | 230 | 365 | 6873 | known
314856 | 6LEXNGT2 | PJM | 345 | 230 | 365 | 6873 | known
314912 | 8LEXNGTN | PJM | 345 | 500 | 366 | 6873 | known |  | 37.8677 | -79.4204
314987 | 8LEXINGTN SC | PJM | 345 | 500 | 365 | 6873 | known
314855 | 6LOWMOOR | PJM | 345 | 230 | 365 | 6874 | unknown | [8 empty] | 6873
314857 | 4LOWMOOR | PJM | 345 | 138 | 365 | 6874 | unknown | [8 empty] | 6873
315186 | 1LOWMORA | PJM | 345 | 13.2 | 365 | 6874 | unknown | [8 empty] | 6873
315188 | 1LOWMORC | PJM | 345 | 13.2 | 365 | 6874 | unknown | [8 empty] | 6873
314910 | 8CUNINGHAM | PJM | 345 | 500 | 366 | 6875 | known |  | 37.8686 | -78.3742
315216 | 1CUNINGA | PJM | 345 | 18 | 366 | 6875 | known
315217 | 1CUNINGB | PJM | 345 | 18 | 366 | 6875 | known
315218 | 1CUNINGC | PJM | 345 | 18 | 366 | 6875 | known
315219 | 1CUNINGD | PJM | 345 | 22 | 366 | 6875 | known
314917 | 8MT STM | PJM | 345 | 500 | 366 | 6876 | known |  | 39.203 | -79.2716
314937 | 8MT STORM2 | PJM | 345 | 500 | 366 | 6876 | known |  | 39.203 | -79.2716
315251 | 1MT STM1 | PJM | 345 | 22 | 366 | 6876 | known
315252 | 1MT STM2 | PJM | 345 | 22 | 366 | 6876 | known
315253 | 1MT STM3 | PJM | 345 | 24 | 366 | 6876 | known
315254 | 1MT STMG | PJM | 345 | 13.8 | 366 | 6876 | known
315856 | 8MTSTORMSVC1 | PJM | 345 | 500 | 366 | 6876 | known
314924 | 8SURRY | PJM | 345 | 500 | 366 | 6877 | known |  | 37.162 | -76.6948
315233 | 1SURRY 2 | PJM | 345 | 22 | 366 | 6877 | known
314938 | 8WARRENCNTY | PJM | 345 | 500 | 366 | 6878 | known |  | 38.6974 | -77.7675
315270 | 1WARREN G1 | PJM | 345 | 21 | 366 | 6878 | known
315271 | 1WARREN G2 | PJM | 345 | 21 | 366 | 6878 | known
315272 | 1WARREN G3 | PJM | 345 | 21 | 366 | 6878 | known
315273 | 1WARREN S1 | PJM | 345 | 19 | 366 | 6878 | known
314941 | 8BISMARK | PJM | 345 | 500 | 366 | 6879 | known |  | 39.2964 | -77.5148
315604 | 1NEW CREEK | PJM | 345 | 34.5 | 366 | 6879 | known
314945 | 8BRUNSWICK | PJM | 345 | 500 | 366 | 6880 | known |  | 36.7414 | -77.9212
315102 | 1BRUNSWICKG1 | PJM | 345 | 21 | 366 | 6880 | known
315103 | 1BRUNSWICKG2 | PJM | 345 | 21 | 366 | 6880 | known
315104 | 1BRUNSWICKG3 | PJM | 345 | 21 | 366 | 6880 | known
315105 | 1BRUNSWICKS1 | PJM | 345 | 19 | 366 | 6880 | known
314947 | 8GREENSVILLE | PJM | 345 | 500 | 366 | 6881 | known |  | 36.7182 | -77.6496
315241 | 1Z1-086 GT1 | PJM | 345 | 20 | 366 | 6881 | known
315242 | 1Z1-086 GT2 | PJM | 345 | 20 | 366 | 6881 | known
315243 | 1Z1-086 GT3 | PJM | 345 | 20 | 366 | 6881 | known
315244 | 1Z1-086 ST | PJM | 345 | 24 | 366 | 6881 | known
315211 | 1X4-039 GT1 | PJM | 345 | 18 | 352 | 6882 | known
315212 | 1X4-039 GT2 | PJM | 345 | 18 | 352 | 6882 | known
315213 | 1X4-039 ST | PJM | 345 | 19 | 352 | 6882 | known
315609 | 6X4-039GAS | PJM | 345 | 230 | 352 | 6882 | known |  | 39.0582 | -77.5398
316017 | 3AB2-059SOLA | PJM | 345 | 115 | 362 | 6883 | unknown
316018 | AB2-059 COL | PJM | 345 | 34.5 | 362 | 6883 | unknown
316019 | AB2-059 TER | PJM | 345 | 13.8 | 362 | 6883 | unknown
316020 | AB2-059 GEN | PJM | 345 | 0.6 | 362 | 6883 | unknown
316031 | 6AB2-134SOLA | PJM | 345 | 230 | 360 | 6884 | unknown
316032 | AB2-134 COL | PJM | 345 | 34.5 | 1 | 6884 | unknown
316033 | AB2-134 GEN | PJM | 345 | 0.6 | 360 | 6884 | unknown
316040 | AC1-158 COL3 | PJM | 345 | 34.5 | 366 | 6885 | known |  | 38.25 | -77.7828
316044 | AC1-158 GENA | PJM | 345 | 0.44 | 366 | 6885 | known
316041 | AC1-158 COL4 | PJM | 345 | 34.5 | 366 | 6886 | known |  | 38.25 | -77.7828
316045 | AC1-158 GENB | PJM | 345 | 0.44 | 366 | 6886 | known
316046 | AB1-081 TER | PJM | 345 | 13.8 | 1 | 6887 | unknown
316047 | AB1-081 POI | PJM | 345 | 115 | 362 | 6887 | unknown
316048 | AB1-081 MAIN | PJM | 345 | 34.5 | 1 | 6887 | unknown
316049 | AB1-081 GEN | PJM | 345 | 0.69 | 1 | 6887 | unknown
316080 | AB2-161 MAIN | PJM | 345 | 115 | 360 | 6888 | unknown
316081 | AB2-161 COL | PJM | 345 | 34.5 | 360 | 6888 | unknown
316082 | AB2-161 TERT | PJM | 345 | 13.8 | 1 | 6888 | unknown
316083 | AB2-161 GEN | PJM | 345 | 0.55 | 360 | 6888 | unknown
1001211 | STR_PT_XF_1211 | PJM | 345 | 1 | 360 | 6888 | unknown
316085 | 3IVORY LANE | PJM | 345 | 115 | 362 | 6889 | unknown
316086 | AB2-174 COL | PJM | 345 | 34.5 | 362 | 6889 | unknown
316087 | AB2-174 GEN | PJM | 345 | 0.355 | 362 | 6889 | unknown
316089 | AB2-174 TER | PJM | 345 | 13.8 | 362 | 6889 | unknown
1001212 | STR_PT_XF_1212 | PJM | 345 | 1 | 362 | 6889 | unknown
313725 | 6DRY BREAD | PJM | 345 | 230 | 362 | 6890 | unknown
316091 | AB2-100 MAIN | PJM | 345 | 230 | 1 | 6890 | unknown
316092 | AB2-100 COL1 | PJM | 345 | 34.5 | 1 | 6890 | unknown
316093 | AB2-100 TER1 | PJM | 345 | 0.6 | 1 | 6890 | unknown
316094 | AB2-100 COL2 | PJM | 345 | 34.5 | 1 | 6890 | unknown
316095 | AB2-100 TER2 | PJM | 345 | 0.6 | 1 | 6890 | unknown
316096 | AB2-100 GEN1 | PJM | 345 | 0.55 | 1 | 6890 | unknown
316098 | AB2-100 GEN2 | PJM | 345 | 0.55 | 1 | 6890 | unknown
1001213 | STR_PT_XF_1213 | PJM | 345 | 1 | 1 | 6890 | unknown
1001214 | STR_PT_XF_1214 | PJM | 345 | 1 | 1 | 6890 | unknown
316100 | AB2-015 MAIN | PJM | 345 | 115 | 1 | 6891 | unknown
316101 | AB2-015 COL | PJM | 345 | 34.5 | 1 | 6891 | unknown
316102 | AB2-015 TER | PJM | 345 | 13.8 | 1 | 6891 | unknown
316103 | AB2-015 GEN | PJM | 345 | 0.6 | 1 | 6891 | unknown
1001215 | STR_PT_XF_1215 | PJM | 345 | 1 | 1 | 6891 | unknown
316105 | AB2-160 MAIN | PJM | 345 | 115 | 1 | 6892 | unknown
316106 | AB2-160 COL | PJM | 345 | 34.5 | 1 | 6892 | unknown
316107 | AB2-160 TER | PJM | 345 | 13.8 | 1 | 6892 | unknown
316108 | AB2-160 GEN | PJM | 345 | 0.55 | 1 | 6892 | unknown
1001216 | STR_PT_XF_1216 | PJM | 345 | 1 | 1 | 6892 | unknown
316111 | AB2-068 MAIN | PJM | 345 | 500 | 366 | 6893 | known |  | 37.437 | -77.1587
316112 | AB2-068 CT1 | PJM | 345 | 20 | 366 | 6893 | known
316113 | AB2-068 CT2 | PJM | 345 | 20 | 366 | 6893 | known
316114 | AB2-068 ST | PJM | 345 | 22 | 366 | 6893 | known
316115 | AC1-105 TAP | PJM | 345 | 115 | 1 | 6894 | unknown | [6 empty] | 36.8659 | -78.7063 | 6856
316116 | AC1-105 MAIN | PJM | 345 | 115 | 1 | 6894 | unknown | [6 empty] | 36.8659 | -78.7063 | 6856
316117 | AC1-105 COL | PJM | 345 | 34.5 | 1 | 6894 | unknown | [6 empty] | 36.8659 | -78.7063 | 6856
316118 | AC1-105 GEN | PJM | 345 | 0.575 | 1 | 6894 | unknown | [6 empty] | 36.8659 | -78.7063 | 6856
316122 | AC1-075 F1 | PJM | 345 | 34.5 | 358 | 6895 | unknown
316123 | AC1-075 G1 | PJM | 345 | 0.6 | 358 | 6895 | unknown
316125 | AC1-054 TAP | PJM | 345 | 115 | 1 | 6896 | unknown
316126 | AC1-054 MAIN | PJM | 345 | 115 | 1 | 6896 | unknown
316127 | AC1-054 COL2 | PJM | 345 | 22.86 | 1 | 6896 | unknown
316128 | AC1-054 COL1 | PJM | 345 | 22.86 | 1 | 6897 | unknown
316129 | AC1-054 GEN | PJM | 345 | 0.385 | 1 | 6897 | unknown
316161 | AC1-076 TAP | PJM | 345 | 115 | 363 | 6898 | unknown
316162 | AC1-076 MAIN | PJM | 345 | 115 | 1 | 6898 | unknown
316163 | AC1-076 COL | PJM | 345 | 34.5 | 1 | 6898 | unknown
316164 | AC1-076 GEN | PJM | 345 | 0.6 | 1 | 6898 | unknown
316168 | AC1-164 COL | PJM | 345 | 34.5 | 1 | 6899 | known |  | 37.437 | -77.1587
316169 | AC1-164 GEN | PJM | 345 | 0.44 | 1 | 6899 | known
316174 | AB2-169 GEN | PJM | 345 | 0.63 | 362 | 6900 | unknown
316177 | AB2-169 COL2 | PJM | 345 | 34.5 | 362 | 6900 | unknown
316178 | AB2-040 MAIN | PJM | 345 | 115 | 360 | 6901 | unknown
316179 | AB2-040 COL | PJM | 345 | 34.5 | 360 | 6901 | unknown
316180 | AB2-040 TER | PJM | 345 | 13.8 | 360 | 6901 | unknown
316181 | AB2-040 GEN | PJM | 345 | 0.6 | 360 | 6901 | unknown
1001220 | STR_PT_XF_1220 | PJM | 345 | 1 | 360 | 6901 | unknown
314738 | 2MT AIRY | PJM | 345 | 69 | 358 | 6902 | unknown
316193 | AC1-042 TAP | PJM | 345 | 69 | 358 | 6902 | unknown
316194 | AC1-042 MAIN | PJM | 345 | 69 | 358 | 6902 | unknown
316195 | AC1-042 COL | PJM | 345 | 34.5 | 358 | 6902 | unknown
316196 | AC1-042 TERT | PJM | 345 | 13.8 | 358 | 6902 | unknown
316197 | AC1-042 GEN | PJM | 345 | 0.395 | 358 | 6902 | unknown
1001221 | STR_PT_XF_1221 | PJM | 345 | 1 | 358 | 6902 | unknown
314184 | 3SHACKLE | PJM | 345 | 115 | 354 | 6903 | unknown
316199 | AC1-065 MAIN | PJM | 345 | 115 | 1 | 6903 | unknown
316200 | AC1-065 COL | PJM | 345 | 34.5 | 1 | 6903 | unknown
316201 | AC1-065 GEN | PJM | 345 | 0.39 | 1 | 6903 | unknown
316202 | AC1-065 TRE | PJM | 345 | 13.8 | 1 | 6903 | unknown
1001222 | STR_PT_XF_1222 | PJM | 345 | 1 | 1 | 6903 | unknown
316204 | AC1-080 F2 | PJM | 345 | 34.5 | 358 | 6904 | unknown
316205 | AC1-080 G2 | PJM | 345 | 0.6 | 358 | 6904 | unknown
316207 | AC1-098 MAIN | PJM | 345 | 115 | 1 | 6905 | unknown
316208 | AC1-098 TER | PJM | 345 | 13.8 | 1 | 6905 | unknown
316209 | AC1-098 COL | PJM | 345 | 34.5 | 1 | 6905 | unknown
316210 | AC1-098 GEN | PJM | 345 | 0.6 | 1 | 6905 | unknown
1001223 | STR_PT_XF_1223 | PJM | 345 | 1 | 1 | 6905 | unknown
316211 | AC1-099_COL | PJM | 345 | 34.5 | 1 | 6906 | unknown
316212 | AC1-099_GEN | PJM | 345 | 0.6 | 1 | 6906 | unknown
316214 | AC1-145 MAIN | PJM | 345 | 69 | 1 | 6907 | unknown
316215 | AC1-145 COL2 | PJM | 345 | 34.5 | 1 | 6907 | unknown
316216 | AC1-145 COL1 | PJM | 345 | 34.5 | 1 | 6908 | unknown
316217 | AC1-145 GEN | PJM | 345 | 0.6 | 1 | 6908 | unknown
316218 | AC1-221 TAP | PJM | 345 | 230 | 1 | 6909 | unknown | [6 empty] | 36.8659 | -78.7063 | 6856
316219 | AC1-221 MAIN | PJM | 345 | 230 | 1 | 6909 | unknown | [6 empty] | 36.8659 | -78.7063 | 6856
316220 | AC1-221 COLB | PJM | 345 | 34.5 | 1 | 6909 | unknown | [6 empty] | 36.8659 | -78.7063 | 6856
316221 | AC1-221 COLA | PJM | 345 | 34.5 | 1 | 6910 | unknown
316222 | AC1-221 GEN | PJM | 345 | 0.6 | 1 | 6910 | unknown
316223 | AD1-058 GEN | PJM | 345 | 0.6 | 1 | 6910 | unknown
316224 | AC2-110 MAIN | PJM | 345 | 115 | 1 | 6911 | unknown
316225 | AC2-110 COL | PJM | 345 | 34.5 | 1 | 6911 | unknown
316226 | AC2-110 GEN | PJM | 345 | 0.39 | 1 | 6911 | unknown
316227 | AC2-110 TRE | PJM | 345 | 13.8 | 1 | 6911 | unknown
1001224 | STR_PT_XF_1224 | PJM | 345 | 1 | 1 | 6911 | unknown
341755 | 2LIBER CH T | PJM | 320 | 69 | 1315 | 6994 | known |  | 36.902 | -84.0558
341158 | 2BONNIV DIST | PJM | 320 | 69 | 1315 | 7012 | known
341161 | 2BONNIV EK | PJM | 320 | 69 | 1315 | 7012 | known |  | 37.3833 | -85.9046
342577 | 4FAWKES EK | PJM | 320 | 138 | 1315 | 7026 | known |  | 37.7757 | -84.3313
342769 | 5MARION CO | PJM | 320 | 161 | 1315 | 7034 | known
342770 | 4MARION CO | PJM | 320 | 138 | 1315 | 7034 | known |  | 37.6056 | -85.2488
341944 | 2NELSON CO | PJM | 320 | 69 | 1315 | 7041 | known |  | 37.7222 | -85.6328
243740 | 05MOREHE | PJM | 205 | 69 | 1259 | 7044 | known |  | 38.2009 | -83.4099
341071 | 2BEATTYV | PJM | 320 | 69 | 1315 | 7057 | known |  | 37.5875 | -83.7251
342697 | 5BEATTYV J | PJM | 320 | 161 | 1315 | 7057 | known |  | 37.5886 | -83.7276
342565 | 4BOONESBOR T | PJM | 320 | 138 | 1315 | 7058 | known |  | 37.9462 | -84.2833
342781 | 5PITTSBURG | PJM | 320 | 161 | 1315 | 7061 | known |  | 37.1586 | -84.0989
370055 | 3ST CK-TH_P | DUKE | 343 | 115 | 1376 | 7230 | known |  | 34.9038 | -79.7583
341020 | 2ARGENTUM | PJM | 320 | 69 | 1315 | 7254 | unknown
342538 | 4ARGENTUM | PJM | 320 | 138 | 1315 | 7254 | unknown
341041 | 2BAKER LN | PJM | 320 | 69 | 1315 | 7255 | known
342547 | 4BAKER LN | PJM | 320 | 138 | 1315 | 7255 | known |  | 37.9167 | -84.5765
341059 | 2BARREN CO | PJM | 320 | 69 | 1315 | 7256 | unknown | [5 empty] | 7284 |  |  | 7284
342694 | 5BARREN CO | PJM | 320 | 161 | 1315 | 7256 | unknown | [5 empty] | 7284 |  |  | 7284
341164 | 2BOONE CO | PJM | 320 | 69 | 1315 | 7257 | unknown
341167 | 2BOONE DIST | PJM | 320 | 69 | 1315 | 7257 | unknown
342559 | 4BOONE CO | PJM | 320 | 138 | 1315 | 7257 | unknown
341215 | 2BULLITT CO | PJM | 320 | 69 | 1315 | 7258 | known
342700 | 5BULLITT CO | PJM | 320 | 161 | 1315 | 7258 | known |  | 37.9713 | -85.6068
341269 | 2CASEY CO | PJM | 320 | 69 | 1315 | 7259 | unknown | [5 empty] | 7034 |  |  | 7034
342703 | 5CASEY CO | PJM | 320 | 161 | 1315 | 7259 | unknown | [5 empty] | 7034 |  |  | 7034
341287 | 2CENT HARDIN | PJM | 320 | 69 | 1315 | 7260 | known
342568 | 4CENT HARDIN | PJM | 320 | 138 | 1315 | 7260 | known |  | 37.669 | -85.9028
341344 | 2COOPER | PJM | 320 | 69 | 1315 | 7261 | known
341347 | 2COOPER DIST | PJM | 320 | 69 | 1315 | 7261 | known
342715 | 5COOPER1 | PJM | 320 | 161 | 1315 | 7261 | known |  | 36.9989 | -84.5897
342718 | 5COOPER2 | PJM | 320 | 161 | 1315 | 7261 | known |  | 36.9989 | -84.5897
342900 | 1COOPER1 G | PJM | 320 | 13.8 | 1315 | 7261 | known
342903 | 1COOPER2 G | PJM | 320 | 20 | 1315 | 7261 | known
341380 | 2DALE | PJM | 320 | 69 | 1315 | 7262 | unknown |  |  |  | 37.9462 | -84.2833 | 7058 | 37.9462 | -84.2833 | 7058
342574 | 4DALE | PJM | 320 | 138 | 1315 | 7262 | unknown |  |  |  | 37.9462 | -84.2833 | 7058 | 37.9462 | -84.2833 | 7058
341392 | 2DENNY | PJM | 320 | 69 | 1315 | 7263 | unknown | [5 empty] | 7261 |  |  | 7261
342727 | 5DENNY | PJM | 320 | 161 | 1315 | 7263 | unknown | [5 empty] | 7261 |  |  | 7261
341464 | 2FALL ROCK | PJM | 320 | 69 | 1315 | 7264 | unknown | [6 empty] | 37.1586 | -84.0989 | 7061
342730 | 5FALL ROCK | PJM | 320 | 161 | 1315 | 7264 | unknown | [6 empty] | 37.1586 | -84.0989 | 7061
341467 | 2FAYETTE | PJM | 320 | 69 | 1315 | 7265 | unknown
342580 | 4FAYETTE | PJM | 320 | 138 | 1315 | 7265 | unknown
341491 | 2FOX HOLLOW | PJM | 320 | 69 | 1315 | 7266 | known
342732 | 5FOX HOLLOW | PJM | 320 | 161 | 1315 | 7266 | known |  | 36.9713 | -85.8918
341536 | 2GODDARD | PJM | 320 | 69 | 1315 | 7267 | unknown
342589 | 4GODDARD | PJM | 320 | 138 | 1315 | 7267 | unknown
341563 | 2GREEN CO | PJM | 320 | 69 | 1315 | 7268 | known |  | 37.2773 | -85.5102
342733 | 5GREEN CO | PJM | 320 | 161 | 1315 | 7268 | known
250044 | 08HEBRN2 | PJM | 212 | 138 | 1224 | 7269 | unknown |  |  |  | 39.1128 | -84.8058 | 5554 | 39.1128 | -84.8058 | 5554
250045 | 08HEBRN1 | PJM | 212 | 138 | 1224 | 7269 | unknown |  |  |  | 39.1128 | -84.8058 | 5554 | 39.1128 | -84.8058 | 5554
250151 | 08HEBTAP | PJM | 212 | 138 | 1224 | 7269 | unknown |  |  |  | 39.1128 | -84.8058 | 5554 | 39.1128 | -84.8058 | 5554
250152 | 08HEBRNG | PJM | 212 | 138 | 1224 | 7269 | unknown |  |  |  | 39.1128 | -84.8058 | 5554 | 39.1128 | -84.8058 | 5554
251579 | 08HEBRON | PJM | 212 | 69 | 1227 | 7269 | unknown |  |  |  | 39.1128 | -84.8058 | 5554 | 39.1128 | -84.8058 | 5554
341605 | 2HEBRON | PJM | 320 | 69 | 1315 | 7269 | unknown |  |  |  | 39.1128 | -84.8058 | 5554 | 39.1128 | -84.8058 | 5554
342595 | 4HEBRON | PJM | 320 | 138 | 1315 | 7269 | unknown |  |  |  | 39.1128 | -84.8058 | 5554 | 39.1128 | -84.8058 | 5554
341665 | 2HUNT 1 | PJM | 320 | 69 | 1315 | 7270 | unknown |  |  |  | 37.8852 | -84.1053 | 7290 | 37.8852 | -84.1053 | 7290
341668 | 2HUNT 2 | PJM | 320 | 69 | 1315 | 7270 | unknown |  |  |  | 37.8852 | -84.1053 | 7290 | 37.8852 | -84.1053 | 7290
342596 | 4HUNT | PJM | 320 | 138 | 1315 | 7270 | unknown |  |  |  | 37.8852 | -84.1053 | 7290 | 37.8852 | -84.1053 | 7290
341722 | 2KEAVY 2 T | PJM | 320 | 69 | 1315 | 7271 | known
341740 | 2LAUREL CO | PJM | 320 | 69 | 1315 | 7271 | known |  | 36.9967 | -84.1582
342754 | 5LAUREL CO | PJM | 320 | 161 | 1315 | 7271 | known
341761 | 2LIBERTY J | PJM | 320 | 69 | 1315 | 7272 | unknown | [8 empty] | 7034
342760 | 5LIBERTY J | PJM | 320 | 161 | 1315 | 7272 | unknown | [8 empty] | 7034
341845 | 2MCCREARY CO | PJM | 320 | 69 | 1315 | 7273 | known
342778 | 5MCCREARY CO | PJM | 320 | 161 | 1315 | 7273 | known |  | 36.6725 | -84.4846
342007 | 2OWEN CO | PJM | 320 | 69 | 1315 | 7274 | known |  | 38.6104 | -84.8879
342008 | 4OWEN CO | PJM | 320 | 138 | 1315 | 7274 | known |  | 38.6066 | -84.8883
342091 | 2PLUMVILLE | PJM | 320 | 69 | 1315 | 7275 | unknown | [6 empty] | 38.7009 | -83.8143 | 7292
342634 | 4PLUMVILLE | PJM | 320 | 138 | 1315 | 7275 | unknown | [6 empty] | 38.7009 | -83.8143 | 7292
342100 | 2POWELL CO | PJM | 320 | 69 | 1315 | 7276 | unknown |  |  |  | 37.5875 | -83.7251 | 7057 | 37.5875 | -83.7251 | 7057
342637 | 4POWELL CO | PJM | 320 | 138 | 1315 | 7276 | unknown |  |  |  | 37.5875 | -83.7251 | 7057 | 37.5875 | -83.7251 | 7057
342784 | 5POWELL CO | PJM | 320 | 161 | 1315 | 7276 | unknown |  |  |  | 37.5875 | -83.7251 | 7057 | 37.5875 | -83.7251 | 7057
341473 | 2FLOYD-SFL T | PJM | 320 | 69 | 1315 | 7277 | unknown
342115 | 2PULASK CO | PJM | 320 | 69 | 1315 | 7277 | unknown
342787 | 5PULASK CO | PJM | 320 | 161 | 1315 | 7277 | unknown
342133 | 2RENAKER | PJM | 320 | 69 | 1315 | 7278 | known |  | 38.44 | -84.3994
342640 | 4RENAKER | PJM | 320 | 138 | 1315 | 7278 | known
342163 | 2ROWAN CO | PJM | 320 | 69 | 1315 | 7279 | known
342649 | 4ROWAN CO | PJM | 320 | 138 | 1315 | 7279 | known |  | 38.1905 | -83.3976
342178 | 2RUSSEL CO | PJM | 320 | 69 | 1315 | 7280 | unknown
342793 | 5RUSSEL CO | PJM | 320 | 161 | 1315 | 7280 | unknown
341772 | 2LOGAN | PJM | 320 | 69 | 1315 | 7281 | known
341774 | 2LOGAN 2 T | PJM | 320 | 69 | 1315 | 7281 | known
341775 | 2LOGAN TAP | PJM | 320 | 69 | 1315 | 7281 | known
342247 | 2SHELBY CO | PJM | 320 | 69 | 1315 | 7281 | known
342248 | 2SHELBY TAP | PJM | 320 | 69 | 1315 | 7281 | known |  | 38.1928 | -85.2869
342808 | 5SHELBY CO | PJM | 320 | 161 | 1315 | 7281 | known
342265 | 2SKAGGS | PJM | 320 | 69 | 1315 | 7282 | unknown | [5 empty] | 7279 |  |  | 7279
342658 | 4SKAGGS | PJM | 320 | 138 | 1315 | 7282 | unknown | [5 empty] | 7279 |  |  | 7279
342292 | 2STANLEY PRK | PJM | 320 | 69 | 1315 | 7283 | unknown |  |  |  | 38.7009 | -83.8143 | 7292 | 38.7009 | -83.8143 | 7292
342667 | 4STANLEY PRK | PJM | 320 | 138 | 1315 | 7283 | unknown |  |  |  | 38.7009 | -83.8143 | 7292 | 38.7009 | -83.8143 | 7292
342322 | 2SUMM SHADE | PJM | 320 | 69 | 1315 | 7284 | known
342814 | 5SUMM SHADE | PJM | 320 | 161 | 1315 | 7284 | known |  | 36.8835 | -85.689
342391 | 2TYNER | PJM | 320 | 69 | 1315 | 7285 | unknown |  |  |  | 37.1586 | -84.0989 | 7061 | 37.1586 | -84.0989 | 7061
342820 | 5TYNER | PJM | 320 | 161 | 1315 | 7285 | unknown |  |  |  | 37.1586 | -84.0989 | 7061 | 37.1586 | -84.0989 | 7061
342430 | 2W BEREA | PJM | 320 | 69 | 1315 | 7286 | unknown |  |  |  | 37.7757 | -84.3313 | 7026 | 37.7757 | -84.3313 | 7026
342691 | 4W BEREA | PJM | 320 | 138 | 1315 | 7286 | unknown |  |  |  | 37.7757 | -84.3313 | 7026 | 37.7757 | -84.3313 | 7026
342478 | 2WAYNE CO | PJM | 320 | 69 | 1315 | 7287 | known
342823 | 5WAYNE CO | PJM | 320 | 161 | 1315 | 7287 | known |  | 36.7955 | -85.0155
342541 | 4AVON | PJM | 320 | 138 | 1315 | 7288 | unknown | [6 empty] | 37.9462 | -84.2833 | 7058
342829 | 7AVON | PJM | 320 | 345 | 1315 | 7288 | unknown | [6 empty] | 37.9462 | -84.2833 | 7058
342586 | 4GALLATIN CO | PJM | 320 | 138 | 1315 | 7289 | known |  | 38.7405 | -85.0132
342587 | 1GALLATIN CO | PJM | 320 | 34.5 | 1315 | 7289 | known
342607 | 4JK SMITH | PJM | 320 | 138 | 1315 | 7290 | known |  | 37.8852 | -84.1053
342610 | 4JK SMITH 21 | PJM | 320 | 138 | 1315 | 7290 | known
342613 | 4JK SMITH 22 | PJM | 320 | 138 | 1315 | 7290 | known
342832 | 7JK SMITH | PJM | 320 | 345 | 1315 | 7290 | known |  | 37.884 | -84.1022
342918 | 1JKCT 1G | PJM | 320 | 13.8 | 1315 | 7290 | known
342921 | 1JKCT 2G | PJM | 320 | 13.8 | 1315 | 7290 | known
342924 | 1JKCT 3G | PJM | 320 | 13.8 | 1315 | 7290 | known
342927 | 1JKCT 4G | PJM | 320 | 13.8 | 1315 | 7290 | known
342930 | 1JKCT 5G | PJM | 320 | 13.8 | 1315 | 7290 | known
342933 | 1JKCT 6G | PJM | 320 | 13.8 | 1315 | 7290 | known
342936 | 1JKCT 7G | PJM | 320 | 13.8 | 1315 | 7290 | known
342939 | 1JKCT 9G | PJM | 320 | 13.8 | 1315 | 7290 | known
342942 | 1JKCT 10G | PJM | 320 | 13.8 | 1315 | 7290 | known
1001406 | STR_PT_XF_1406 | PJM | 320 | 1 | 1315 | 7290 | known
342616 | 4LOVE HYDRO | PJM | 320 | 138 | 1315 | 7291 | unknown
342948 | 1LOVE HYDRO | PJM | 320 | 4.16 | 1315 | 7291 | unknown
342664 | 4SPURLOCK | PJM | 320 | 138 | 1315 | 7292 | known |  | 38.7009 | -83.8143
342838 | 7SPURLOCK | PJM | 320 | 345 | 1315 | 7292 | known |  | 38.7009 | -83.8143
342957 | 1SPURLK1G | PJM | 320 | 22 | 1315 | 7292 | known
342960 | 1SPURLK2G | PJM | 320 | 22 | 1315 | 7292 | known
342963 | 1SPURLK3G | PJM | 320 | 18 | 1315 | 7292 | known
342966 | 1SPURLK4G | PJM | 320 | 18 | 1315 | 7292 | known
342757 | 5LAUREL DAM | PJM | 320 | 161 | 1315 | 7293 | unknown | [5 empty] | 7271 |  |  | 7271
342945 | 1LAUREL 1G | PJM | 320 | 13.8 | 1315 | 7293 | unknown | [5 empty] | 7271 |  |  | 7271
271835 | KEWANEE 23 | PJM | 222 | 138 | 1287 | 7668 | known |  | 41.2643 | -89.8755
271836 | KEWANEE 11 | PJM | 222 | 138 | 1287 | 7668 | known
271837 | KEWANEE 12 | PJM | 222 | 138 | 1287 | 7668 | known |  | 41.2643 | -89.8755
271838 | KEWANEE 13 | PJM | 222 | 138 | 1287 | 7668 | known |  | 41.2643 | -89.8755
271839 | KEWANEE 22 | PJM | 222 | 138 | 1287 | 7668 | known
271845 | KEWANEE 21 | PJM | 222 | 138 | 1287 | 7668 | known
242732 | 05NBRSTL | PJM | 205 | 138 | 1250 | 7876 | known |  | 36.625 | -82.1887
370097 | 1MIDWAY 13KV | DUKE | 343 | 13.2 | 1378 | 7947 | unknown
370116 | 3MIDWAY1 | DUKE | 343 | 115 | 1376 | 7947 | unknown
370101 | 6WATEREE1! | DUKE | 343 | 230 | 1377 | 7948 | known |  | 33.8286 | -80.6225
370168 | 6HURON | DUKE | 343 | 230 | 1378 | 7948 | known
370171 | 6HURON_T | DUKE | 343 | 230 | 1377 | 7948 | known
370804 | 1WAT CO1 | DUKE | 343 | 22 | 1377 | 7948 | known
370805 | 1WAT CO2 | DUKE | 343 | 22 | 1378 | 7948 | known
371101 | 6WATEREE2! | DUKE | 343 | 230 | 1378 | 7948 | known |  | 33.8286 | -80.6225
372101 | 6WATEREE3! | DUKE | 343 | 230 | 1377 | 7948 | known
370103 | 6PINELAND1! | DUKE | 343 | 230 | 1375 | 7949 | unknown | [5 empty] | 8011 |  |  | 8011
370130 | 3PINELAND1! | DUKE | 343 | 115 | 1375 | 7949 | unknown | [5 empty] | 8011 |  |  | 8011
371103 | 6PINELAND2! | DUKE | 343 | 230 | 1376 | 7949 | unknown | [5 empty] | 8011 |  |  | 8011
371130 | 3PINELAND2! | DUKE | 343 | 115 | 1376 | 7949 | unknown | [5 empty] | 8011 |  |  | 8011
372103 | 6PINELAND3! | DUKE | 343 | 230 | 1375 | 7949 | unknown | [5 empty] | 8011 |  |  | 8011
370105 | 6KILLIAN! | DUKE | 343 | 230 | 1376 | 7950 | unknown | [5 empty] | 8011 |  |  | 8011
370150 | 3KILLIAN! | DUKE | 343 | 115 | 1375 | 7950 | unknown | [5 empty] | 8011 |  |  | 8011
370187 | 3KIL DIS | DUKE | 343 | 115 | 1376 | 7950 | unknown | [5 empty] | 8011 |  |  | 8011
370106 | 6DEN TER1! | DUKE | 343 | 230 | 1375 | 7951 | unknown | [5 empty] | 8011 |  |  | 8011
370160 | 3DEN TER1! | DUKE | 343 | 115 | 1375 | 7951 | unknown | [5 empty] | 8011 |  |  | 8011
371106 | 6DEN TER2! | DUKE | 343 | 230 | 1376 | 7951 | unknown | [5 empty] | 8011 |  |  | 8011
371160 | 3DEN TER2! | DUKE | 343 | 115 | 1376 | 7951 | unknown | [5 empty] | 8011 |  |  | 8011
370034 | 3LYLES-COL_P | DUKE | 343 | 115 | 1376 | 7952 | unknown |  |  |  | 34.0344 | -81.136 | 7957 | 34.0344 | -81.136 | 7957
370035 | 3LYLES-S R_P | DUKE | 343 | 115 | 1376 | 7952 | unknown |  |  |  | 34.0344 | -81.136 | 7957 | 34.0344 | -81.136 | 7957
370107 | 6LYLES2! | DUKE | 343 | 230 | 1375 | 7952 | unknown |  |  |  | 34.0344 | -81.136 | 7957 | 34.0344 | -81.136 | 7957
370170 | 3LYLES1! | DUKE | 343 | 115 | 1375 | 7952 | unknown |  |  |  | 34.0344 | -81.136 | 7957 | 34.0344 | -81.136 | 7957
370770 | 1LYLES! | DUKE | 343 | 33 | 1376 | 7952 | unknown |  |  |  | 34.0344 | -81.136 | 7957 | 34.0344 | -81.136 | 7957
371170 | 3LYLES2! | DUKE | 343 | 115 | 1376 | 7952 | unknown |  |  |  | 34.0344 | -81.136 | 7957 | 34.0344 | -81.136 | 7957
370108 | 6CEC! | DUKE | 343 | 230 | 1378 | 7953 | known |  | 33.8697 | -81.0178
370882 | 1CEC GT2 | DUKE | 343 | 18 | 1378 | 7953 | known
370883 | 1CEC ST3 | DUKE | 343 | 18 | 1377 | 7953 | known
370110 | 3VCS1SAF | DUKE | 343 | 115 | 1377 | 7954 | unknown | [5 empty] | 8011 |  |  | 8011
370745 | 1XTF4LS | DUKE | 343 | 7.2 | 1378 | 7954 | unknown | [5 empty] | 8011 |  |  | 8011
370746 | 1XTF5LS | DUKE | 343 | 7.2 | 1378 | 7954 | unknown | [5 empty] | 8011 |  |  | 8011
370748 | 1XSW 1DA | DUKE | 343 | 7.2 | 1378 | 7954 | unknown | [5 empty] | 8011 |  |  | 8011
370749 | 1XSW 1DB | DUKE | 343 | 7.2 | 1378 | 7954 | unknown | [5 empty] | 8011 |  |  | 8011
370178 | 6LONES SOL | DUKE | 343 | 230 | 1378 | 7955 | unknown |  |  |  | 33.8286 | -80.6225 | 7948 | 33.8286 | -80.6225 | 7948
370950 | 1LONESTAR | DUKE | 343 | 34.5 | 1378 | 7955 | unknown |  |  |  | 33.8286 | -80.6225 | 7948 | 33.8286 | -80.6225 | 7948
370180 | 3CEC | DUKE | 343 | 115 | 1377 | 7956 | known |  | 33.8697 | -81.0178
370881 | 1CEC GT1 | DUKE | 343 | 18 | 1377 | 7956 | known
370190 | 3WILL ST! | DUKE | 343 | 115 | 1375 | 7957 | known |  | 34.0344 | -81.136
370195 | 3WS LOAD | DUKE | 343 | 115 | 1376 | 7957 | known
370790 | 1WILLMST! | DUKE | 343 | 33 | 1375 | 7957 | known
370197 | 3BEULAH SOL | DUKE | 343 | 115 | 1376 | 7958 | unknown
370314 | 3LEESVIL | DUKE | 343 | 115 | 1375 | 7958 | unknown
370918 | 1BEULAH | DUKE | 343 | 34.5 | 1377 | 7958 | unknown
370201 | 6LK MRY1! | DUKE | 343 | 230 | 1375 | 7959 | unknown | [5 empty] | 14482 |  |  | 14482
370210 | 3LK MRY1! | DUKE | 343 | 115 | 1375 | 7959 | unknown | [5 empty] | 14482 |  |  | 14482
371201 | 6LK MRY2! | DUKE | 343 | 230 | 1376 | 7959 | unknown | [5 empty] | 14482 |  |  | 14482
371210 | 3LK MRY2! | DUKE | 343 | 115 | 1376 | 7959 | unknown | [5 empty] | 14482 |  |  | 14482
372201 | 6LK MRY3! | DUKE | 343 | 230 | 1375 | 7959 | unknown | [5 empty] | 14482 |  |  | 14482
370204 | 6CIP! | DUKE | 343 | 230 | 1377 | 7960 | unknown | [5 empty] | 7961 |  |  | 7961
370219 | 3CIPDIST | DUKE | 343 | 115 | 1377 | 7960 | unknown | [5 empty] | 7961 |  |  | 7961
370240 | 3CIP! | DUKE | 343 | 115 | 1378 | 7960 | unknown | [5 empty] | 7961 |  |  | 7961
370205 | 6EDENWD1! | DUKE | 343 | 230 | 1376 | 7961 | known
370216 | 3CONG CK | DUKE | 343 | 115 | 1376 | 7961 | known
370233 | 6CMC STL | DUKE | 343 | 230 | 1377 | 7961 | known
370250 | 3EDENWD1! | DUKE | 343 | 115 | 1376 | 7961 | known |  | 33.405 | -79.3544
371205 | 6EDENWD2! | DUKE | 343 | 230 | 1375 | 7961 | known
371250 | 3EDENWD2! | DUKE | 343 | 115 | 1375 | 7961 | known
370207 | 6HOPKINS1! | DUKE | 343 | 230 | 1375 | 7962 | unknown |  |  |  | 33.8286 | -80.6225 | 7948 | 33.8286 | -80.6225 | 7948
370270 | 3HOPKINS1! | DUKE | 343 | 115 | 1376 | 7962 | unknown |  |  |  | 33.8286 | -80.6225 | 7948 | 33.8286 | -80.6225 | 7948
371207 | 6HOPKINS2! | DUKE | 343 | 230 | 1376 | 7962 | unknown |  |  |  | 33.8286 | -80.6225 | 7948 | 33.8286 | -80.6225 | 7948
371270 | 3HOPKINS2! | DUKE | 343 | 115 | 1375 | 7962 | unknown |  |  |  | 33.8286 | -80.6225 | 7948 | 33.8286 | -80.6225 | 7948
372207 | 6HOPKINS3! | DUKE | 343 | 230 | 1375 | 7962 | unknown |  |  |  | 33.8286 | -80.6225 | 7948 | 33.8286 | -80.6225 | 7948
370209 | 6SHAWCREEK_T | DUKE | 343 | 230 | 1378 | 7963 | unknown | [6 empty] | 33.435 | -81.9111 | 7970
370908 | 1SHAWCREEK | DUKE | 343 | 34.5 | 1378 | 7963 | unknown | [6 empty] | 33.435 | -81.9111 | 7970
370223 | 3INTPAPR | DUKE | 343 | 115 | 1378 | 7964 | unknown
370895 | 1INP O1 | DUKE | 343 | 14 | 1377 | 7964 | unknown
370896 | 1INP O2 | DUKE | 343 | 14 | 1378 | 7964 | unknown
370092 | 3SALUD H-DEC | DUKE | 343 | 115 | 1377 | 7965 | unknown | [6 empty] | 34.0344 | -81.136 | 7957
370213 | 3SALDIST | DUKE | 343 | 115 | 1376 | 7965 | unknown | [6 empty] | 34.0344 | -81.136 | 7957
370280 | 3SAL1! | DUKE | 343 | 115 | 1377 | 7965 | unknown | [6 empty] | 34.0344 | -81.136 | 7957
370290 | 3MCM1! | DUKE | 343 | 115 | 1376 | 7965 | unknown | [6 empty] | 34.0344 | -81.136 | 7957
370381 | 3SAL 1 | DUKE | 343 | 115 | 1376 | 7965 | unknown | [6 empty] | 34.0344 | -81.136 | 7957
370382 | 3SAL 2 | DUKE | 343 | 115 | 1375 | 7965 | unknown | [6 empty] | 34.0344 | -81.136 | 7957
370383 | 3SAL 3 | DUKE | 343 | 115 | 1376 | 7965 | unknown | [6 empty] | 34.0344 | -81.136 | 7957
370384 | 3SAL 4 | DUKE | 343 | 115 | 1375 | 7965 | unknown | [6 empty] | 34.0344 | -81.136 | 7957
370385 | 3SAL 5 | DUKE | 343 | 115 | 1376 | 7965 | unknown | [6 empty] | 34.0344 | -81.136 | 7957
370808 | 1MCM CO1 | DUKE | 343 | 13.2 | 1376 | 7965 | unknown | [6 empty] | 34.0344 | -81.136 | 7957
370809 | 1MCM CO2 | DUKE | 343 | 13.2 | 1375 | 7965 | unknown | [6 empty] | 34.0344 | -81.136 | 7957
370851 | 1SAL HY1 | DUKE | 343 | 13.2 | 1375 | 7965 | unknown | [6 empty] | 34.0344 | -81.136 | 7957
370852 | 1SAL HY2 | DUKE | 343 | 13.2 | 1376 | 7965 | unknown | [6 empty] | 34.0344 | -81.136 | 7957
370853 | 1SAL HY3 | DUKE | 343 | 13.2 | 1375 | 7965 | unknown | [6 empty] | 34.0344 | -81.136 | 7957
370854 | 1SAL HY4 | DUKE | 343 | 13.2 | 1376 | 7965 | unknown | [6 empty] | 34.0344 | -81.136 | 7957
370855 | 1SAL HY5 | DUKE | 343 | 13.2 | 1375 | 7965 | unknown | [6 empty] | 34.0344 | -81.136 | 7957
371280 | 3SAL2! | DUKE | 343 | 115 | 1378 | 7965 | unknown | [6 empty] | 34.0344 | -81.136 | 7957
371290 | 3MCM2! | DUKE | 343 | 115 | 1375 | 7965 | unknown | [6 empty] | 34.0344 | -81.136 | 7957
370291 | 3HONEYWL | DUKE | 343 | 115 | 1377 | 7966 | unknown
370858 | 1HONEYWL | DUKE | 343 | 13.8 | 1377 | 7966 | unknown
370301 | 6WARD1! | DUKE | 343 | 230 | 1375 | 7967 | unknown
370310 | 3WARD1! | DUKE | 343 | 115 | 1376 | 7967 | unknown
371301 | 6WARD2! | DUKE | 343 | 230 | 1375 | 7967 | unknown
371310 | 3WARD2! | DUKE | 343 | 115 | 1376 | 7967 | unknown
372711 | 1WARD! | DUKE | 343 | 33 | 1376 | 7967 | unknown
372712 | 1WARD_T | DUKE | 343 | 33 | 1376 | 7967 | unknown
370302 | 6GRANITE1! | DUKE | 343 | 230 | 1375 | 7968 | unknown |  |  |  | 33.435 | -81.9111 | 7970 | 33.435 | -81.9111 | 7970
370303 | 6GRANITE_2! | DUKE | 343 | 230 | 1376 | 7968 | unknown |  |  |  | 33.435 | -81.9111 | 7970 | 33.435 | -81.9111 | 7970
370320 | 3GRANITE1! | DUKE | 343 | 115 | 1375 | 7968 | unknown |  |  |  | 33.435 | -81.9111 | 7970 | 33.435 | -81.9111 | 7970
370330 | 3GRANITE_2! | DUKE | 343 | 115 | 1376 | 7968 | unknown |  |  |  | 33.435 | -81.9111 | 7970 | 33.435 | -81.9111 | 7970
371320 | 3GRANITE2! | DUKE | 343 | 115 | 1376 | 7968 | unknown |  |  |  | 33.435 | -81.9111 | 7970 | 33.435 | -81.9111 | 7970
372320 | 3GRANITE3! | DUKE | 343 | 115 | 1375 | 7968 | unknown |  |  |  | 33.435 | -81.9111 | 7970 | 33.435 | -81.9111 | 7970
370006 | 3OBG D1 CAP | DUKE | 343 | 115 | 1375 | 7969 | unknown | [5 empty] | 14482 |  |  | 14482
370305 | 6OBURG1! | DUKE | 343 | 230 | 1375 | 7969 | unknown | [5 empty] | 14482 |  |  | 14482
370350 | 3OBURG1! | DUKE | 343 | 115 | 1375 | 7969 | unknown | [5 empty] | 14482 |  |  | 14482
370351 | 3OBURGD1 | DUKE | 343 | 115 | 1375 | 7969 | unknown | [5 empty] | 14482 |  |  | 14482
370367 | 3OBG1_T | DUKE | 343 | 115 | 1376 | 7969 | unknown | [5 empty] | 14482 |  |  | 14482
371305 | 6OBURG2! | DUKE | 343 | 230 | 1376 | 7969 | unknown | [5 empty] | 14482 |  |  | 14482
371350 | 3OBURG2! | DUKE | 343 | 115 | 1376 | 7969 | unknown | [5 empty] | 14482 |  |  | 14482
372410 | 2ORGB#1 | DUKE | 343 | 46 | 1377 | 7969 | unknown | [5 empty] | 14482 |  |  | 14482
370306 | 6URQ! | DUKE | 343 | 230 | 1376 | 7970 | known |  | 33.435 | -81.9111
370875 | 1URQ GT5 | DUKE | 343 | 18 | 1377 | 7970 | known
370876 | 1URQ GT6 | DUKE | 343 | 18 | 1378 | 7970 | known
370307 | 6COPE! | DUKE | 343 | 230 | 1378 | 7971 | known |  | 33.3669 | -81.0344
370370 | 3COPE! | DUKE | 343 | 115 | 1377 | 7971 | known
370880 | 1COP CO | DUKE | 343 | 23 | 1377 | 7971 | known
370308 | 6SRS1! | DUKE | 343 | 230 | 1375 | 7972 | unknown |  |  |  | 33.435 | -81.9111 | 7970 | 33.435 | -81.9111 | 7970
370380 | 3SRS1! | DUKE | 343 | 115 | 1376 | 7972 | unknown |  |  |  | 33.435 | -81.9111 | 7970 | 33.435 | -81.9111 | 7970
370389 | 6SRS_RCTR | DUKE | 343 | 230 | 1376 | 7972 | unknown |  |  |  | 33.435 | -81.9111 | 7970 | 33.435 | -81.9111 | 7970
371308 | 6SRS2! | DUKE | 343 | 230 | 1376 | 7972 | unknown |  |  |  | 33.435 | -81.9111 | 7970 | 33.435 | -81.9111 | 7970
371380 | 3SRS2! | DUKE | 343 | 115 | 1375 | 7972 | unknown |  |  |  | 33.435 | -81.9111 | 7970 | 33.435 | -81.9111 | 7970
370309 | 6SANTEE | DUKE | 343 | 230 | 1376 | 7973 | unknown
370390 | 3SANTEE! | DUKE | 343 | 115 | 1375 | 7973 | unknown
372420 | 2SANTEE230 | DUKE | 343 | 46 | 1377 | 7973 | unknown
372421 | 2SANTEE115 | DUKE | 343 | 46 | 1377 | 7973 | unknown
370332 | 3TRENTON | DUKE | 343 | 115 | 1375 | 7974 | unknown
372718 | 1TRENTON | DUKE | 343 | 33 | 1375 | 7974 | unknown
370004 | 3URQ CAP | DUKE | 343 | 115 | 1375 | 7975 | unknown
370340 | 3URQ1! | DUKE | 343 | 115 | 1377 | 7975 | unknown
370379 | 3URQ 46 | DUKE | 343 | 115 | 1375 | 7975 | unknown
370386 | 3URQ GTS | DUKE | 343 | 115 | 1377 | 7975 | unknown
370841 | 1URQ GT1 | DUKE | 343 | 14 | 1378 | 7975 | unknown
370842 | 1URQ GT2 | DUKE | 343 | 14 | 1377 | 7975 | unknown
370843 | 1URQ GT3 4 | DUKE | 343 | 14 | 1378 | 7975 | unknown
370871 | 1URQ ST1 | DUKE | 343 | 14 | 1377 | 7975 | unknown
370872 | 1URQ ST2 | DUKE | 343 | 14 | 1378 | 7975 | unknown
370873 | 1URQ CL3 | DUKE | 343 | 14 | 1377 | 7975 | unknown
371340 | 3URQ2! | DUKE | 343 | 115 | 1377 | 7975 | unknown
372340 | 3URQ3! | DUKE | 343 | 115 | 1377 | 7975 | unknown
370349 | 3BLACKVLWEST | DUKE | 343 | 115 | 1376 | 7976 | unknown | [6 empty] | 33.3669 | -81.0344 | 7971
370358 | 3BLACKVL | DUKE | 343 | 115 | 1376 | 7976 | unknown | [6 empty] | 33.3669 | -81.0344 | 7971
372461 | 2BLKVILLE1 | DUKE | 343 | 46 | 1377 | 7976 | unknown | [6 empty] | 33.3669 | -81.0344 | 7971
372468 | 2BLKVILLE2 | DUKE | 343 | 46 | 1377 | 7976 | unknown | [6 empty] | 33.3669 | -81.0344 | 7971
370352 | 3CALHOUN CO | DUKE | 343 | 115 | 1375 | 7977 | unknown | [8 empty] | 14482
370912 | 1MIDLAND SOL | DUKE | 343 | 34.5 | 1378 | 7977 | unknown | [8 empty] | 14482
372424 | 2CALHCO | DUKE | 343 | 46 | 1377 | 7977 | unknown | [8 empty] | 14482
370359 | 3WILL IP | DUKE | 343 | 115 | 1378 | 7978 | unknown
372480 | 2WILLIND | DUKE | 343 | 46 | 1377 | 7978 | unknown
370360 | 3BARNWEL! | DUKE | 343 | 115 | 1375 | 7979 | unknown | [6 empty] | 33.435 | -81.9111 | 7970
372483 | 2BARNWELL | DUKE | 343 | 46 | 1377 | 7979 | unknown | [6 empty] | 33.435 | -81.9111 | 7970
370361 | 3DENMARK! | DUKE | 343 | 115 | 1376 | 7980 | unknown |  |  |  | 33.3669 | -81.0344 | 7971 | 33.3669 | -81.0344 | 7971
372440 | 2DENMARK | DUKE | 343 | 46 | 1377 | 7980 | unknown |  |  |  | 33.3669 | -81.0344 | 7971 | 33.3669 | -81.0344 | 7971
370388 | 6ORBG SOL_T | DUKE | 343 | 230 | 1378 | 7981 | unknown |  |  |  | 33.3669 | -81.0344 | 7971 | 33.3669 | -81.0344 | 7971
370907 | 1ORBG SOL | DUKE | 343 | 34.5 | 1378 | 7981 | unknown |  |  |  | 33.3669 | -81.0344 | 7971 | 33.3669 | -81.0344 | 7971
370400 | 6HUNTL SOL_T | DUKE | 343 | 230 | 1378 | 7982 | unknown | [6 empty] | 33.8286 | -80.6225 | 7948
370911 | 1HUNTLEY SOL | DUKE | 343 | 34.5 | 1378 | 7982 | unknown | [6 empty] | 33.8286 | -80.6225 | 7948
370402 | 6JASPER1! | DUKE | 343 | 230 | 1378 | 7983 | known |  | 32.3594 | -81.1242
370831 | 1JAS GT1 | DUKE | 343 | 18 | 1377 | 7983 | known
370832 | 1JAS GT2 | DUKE | 343 | 18 | 1378 | 7983 | known |  | 32.3594 | -81.1242
370833 | 1JAS GT3 | DUKE | 343 | 18 | 1377 | 7983 | known |  | 32.3594 | -81.1242
370834 | 1JAS ST4 | DUKE | 343 | 21 | 1378 | 7983 | known
371402 | 6JASPER2! | DUKE | 343 | 230 | 1377 | 7983 | known |  | 32.3594 | -81.1242
372402 | 6JASPER3! | DUKE | 343 | 230 | 1378 | 7983 | known
370038 | 3WDLND HLS_P | DUKE | 343 | 115 | 1376 | 7984 | unknown | [5 empty] | 14482 |  |  | 14482
370271 | 3CEPC_T | DUKE | 343 | 115 | 1376 | 7984 | unknown | [5 empty] | 14482 |  |  | 14482
370403 | 6SAL RIVER! | DUKE | 343 | 230 | 1375 | 7984 | unknown | [5 empty] | 14482 |  |  | 14482
370430 | 3SAL RIVER1! | DUKE | 343 | 115 | 1375 | 7984 | unknown | [5 empty] | 14482 |  |  | 14482
371430 | 3SAL RIVER2! | DUKE | 343 | 115 | 1376 | 7984 | unknown | [5 empty] | 14482 |  |  | 14482
370405 | 3PP SOL_T | DUKE | 343 | 115 | 1375 | 7985 | unknown |  |  |  | 33.1948 | -80.5891 | 7992 | 33.1948 | -80.5891 | 7992
370900 | 1PP SOL | DUKE | 343 | 34.5 | 1375 | 7985 | unknown |  |  |  | 33.1948 | -80.5891 | 7992 | 33.1948 | -80.5891 | 7992
370406 | 6CANADYS1! | DUKE | 343 | 230 | 1375 | 7986 | unknown |  |  |  | 33.1948 | -80.5891 | 7992 | 33.1948 | -80.5891 | 7992
370460 | 3CANADYS1! | DUKE | 343 | 115 | 1375 | 7986 | unknown |  |  |  | 33.1948 | -80.5891 | 7992 | 33.1948 | -80.5891 | 7992
371406 | 6CANADYS2! | DUKE | 343 | 230 | 1375 | 7986 | unknown |  |  |  | 33.1948 | -80.5891 | 7992 | 33.1948 | -80.5891 | 7992
371460 | 3CANADYS2! | DUKE | 343 | 115 | 1376 | 7986 | unknown |  |  |  | 33.1948 | -80.5891 | 7992 | 33.1948 | -80.5891 | 7992
372406 | 6CANADYS3! | DUKE | 343 | 230 | 1375 | 7986 | unknown |  |  |  | 33.1948 | -80.5891 | 7992 | 33.1948 | -80.5891 | 7992
372460 | 3CANADYS3! | DUKE | 343 | 115 | 1378 | 7986 | unknown |  |  |  | 33.1948 | -80.5891 | 7992 | 33.1948 | -80.5891 | 7992
370407 | 6YEMASSE1! | DUKE | 343 | 230 | 1375 | 7987 | unknown |  |  |  | 32.3594 | -81.1242 | 7983 | 32.3594 | -81.1242 | 7983
370470 | 3YEMASSE1! | DUKE | 343 | 115 | 1375 | 7987 | unknown |  |  |  | 32.3594 | -81.1242 | 7983 | 32.3594 | -81.1242 | 7983
371407 | 6YEMASSE2! | DUKE | 343 | 230 | 1376 | 7987 | unknown |  |  |  | 32.3594 | -81.1242 | 7983 | 32.3594 | -81.1242 | 7983
371470 | 3YEMASSE2! | DUKE | 343 | 115 | 1376 | 7987 | unknown |  |  |  | 32.3594 | -81.1242 | 7983 | 32.3594 | -81.1242 | 7983
372407 | 6YEMASSE3! | DUKE | 343 | 230 | 1375 | 7987 | unknown |  |  |  | 32.3594 | -81.1242 | 7983 | 32.3594 | -81.1242 | 7983
372470 | 3YEMASSE3! | DUKE | 343 | 115 | 1375 | 7987 | unknown |  |  |  | 32.3594 | -81.1242 | 7983 | 32.3594 | -81.1242 | 7983
370408 | 6BURT TR! | DUKE | 343 | 230 | 1376 | 7988 | unknown | [6 empty] | 32.3594 | -81.1242 | 7983
370473 | 3BURTCEN | DUKE | 343 | 115 | 1375 | 7988 | unknown | [6 empty] | 32.3594 | -81.1242 | 7983
370480 | 3BURT TR1! | DUKE | 343 | 115 | 1376 | 7988 | unknown | [6 empty] | 32.3594 | -81.1242 | 7983
370495 | 3BURT_T1 | DUKE | 343 | 115 | 1375 | 7988 | unknown | [6 empty] | 32.3594 | -81.1242 | 7983
370496 | 3BURT_T2 | DUKE | 343 | 115 | 1376 | 7988 | unknown | [6 empty] | 32.3594 | -81.1242 | 7983
370521 | 3BURT_T3 | DUKE | 343 | 115 | 1375 | 7988 | unknown | [6 empty] | 32.3594 | -81.1242 | 7983
371480 | 3BURT TR2! | DUKE | 343 | 115 | 1375 | 7988 | unknown | [6 empty] | 32.3594 | -81.1242 | 7983
370409 | 6RITTER! | DUKE | 343 | 230 | 1375 | 7989 | unknown |  |  |  | 32.8308 | -80.0705 | 8008 | 32.8308 | -80.0705 | 8008
370490 | 3RITTER! | DUKE | 343 | 115 | 1376 | 7989 | unknown |  |  |  | 32.8308 | -80.0705 | 8008 | 32.8308 | -80.0705 | 8008
370433 | 3LILY SOL_T | DUKE | 343 | 115 | 1377 | 7990 | unknown
370902 | 1LILY SOL | DUKE | 343 | 34.5 | 1377 | 7990 | unknown
370438 | 3TWE BOW_T | DUKE | 343 | 115 | 1377 | 7991 | unknown |  |  |  | 33.1948 | -80.5891 | 7992 | 33.1948 | -80.5891 | 7992
370916 | 1TWE BOWMAN | DUKE | 343 | 34.5 | 1377 | 7991 | unknown |  |  |  | 33.1948 | -80.5891 | 7992 | 33.1948 | -80.5891 | 7992
312522 | 3STGEO2 | DUKE | 344 | 115 | 340 | 7992 | known |  | 33.1948 | -80.5891
312835 | 3STGEORG | DUKE | 344 | 115 | 340 | 7992 | known |  | 33.1948 | -80.5891
370036 | 3STG-STG 1_P | DUKE | 343 | 115 | 1375 | 7992 | known |  | 33.1948 | -80.5891
370037 | 3STG-STG 2_P | DUKE | 343 | 115 | 1375 | 7992 | known
370440 | 3ST GEORGE@ | DUKE | 343 | 115 | 1375 | 7992 | known
370445 | 3ST GEO L_T1 | DUKE | 343 | 115 | 1376 | 7992 | known
370446 | 3ST GEO L_T2 | DUKE | 343 | 115 | 1375 | 7992 | known
372425 | 2STGEORGE | DUKE | 343 | 46 | 1377 | 7992 | known
372426 | 2STGEORCEN | DUKE | 343 | 46 | 1377 | 7992 | known
370442 | 3RIDGEVL | DUKE | 343 | 115 | 1376 | 7993 | unknown |  |  |  | 33.1948 | -80.5891 | 7992 | 33.1948 | -80.5891 | 7992
372430 | 2RIDGE115 | DUKE | 343 | 46 | 1377 | 7993 | unknown |  |  |  | 33.1948 | -80.5891 | 7992 | 33.1948 | -80.5891 | 7992
370459 | 3FAIRFAX! | DUKE | 343 | 115 | 1376 | 7994 | unknown
372510 | 2FAIRFAX | DUKE | 343 | 46 | 1377 | 7994 | unknown
370467 | 3ADAMRUN | DUKE | 343 | 115 | 1376 | 7995 | unknown
371220 | 2ADAMRUN | DUKE | 343 | 46 | 1375 | 7995 | unknown
370039 | 6AMW-CHAR_P | DUKE | 343 | 230 | 1378 | 7996 | known
370501 | 6WILLIAMS1! | DUKE | 343 | 230 | 1377 | 7996 | known |  | 33.0228 | -79.9275
370510 | 3AMW1! | DUKE | 343 | 115 | 1377 | 7996 | known
370518 | 3LNG_T | DUKE | 343 | 115 | 1378 | 7996 | known
370800 | 1AMW CO | DUKE | 343 | 20 | 1377 | 7996 | known
371501 | 6WILLIAMS2! | DUKE | 343 | 230 | 1378 | 7996 | known
371510 | 3AMW2! | DUKE | 343 | 115 | 1378 | 7996 | known
372501 | 6WILLIAMS3! | DUKE | 343 | 230 | 1377 | 7996 | known
370504 | 6GOOS CK! | DUKE | 343 | 230 | 1375 | 7997 | unknown | [5 empty] | 7996 |  |  | 7996
370540 | 3GOOS CK! | DUKE | 343 | 115 | 1376 | 7997 | unknown | [5 empty] | 7996 |  |  | 7996
370505 | 6PEPPERHILL! | DUKE | 343 | 230 | 1376 | 7998 | unknown | [5 empty] | 7996 |  |  | 7996
370550 | 3PEPPER! | DUKE | 343 | 115 | 1375 | 7998 | unknown | [5 empty] | 7996 |  |  | 7996
370507 | 6SUMV TR1! | DUKE | 343 | 230 | 1376 | 7999 | unknown | [5 empty] | 7996 |  |  | 7996
370570 | 3SUMV TR1! | DUKE | 343 | 115 | 1376 | 7999 | unknown | [5 empty] | 7996 |  |  | 7996
371507 | 6SUMV TR2! | DUKE | 343 | 230 | 1375 | 7999 | unknown | [5 empty] | 7996 |  |  | 7996
371570 | 3SUMV TR2! | DUKE | 343 | 115 | 1375 | 7999 | unknown | [5 empty] | 7996 |  |  | 7996
372507 | 6SUMV TR3! | DUKE | 343 | 230 | 1375 | 7999 | unknown | [5 empty] | 7996 |  |  | 7996
370509 | 3SEABROOK_T | DUKE | 343 | 115 | 1378 | 8000 | unknown
370910 | 1SEABROOK | DUKE | 343 | 34.5 | 1378 | 8000 | unknown
370517 | 3BUSHY PK | DUKE | 343 | 115 | 1377 | 8001 | unknown
370861 | 1BSH GT | DUKE | 343 | 13.2 | 1375 | 8001 | unknown
370532 | 3MOFFETT_T | DUKE | 343 | 115 | 1378 | 8002 | unknown | [6 empty] | 32.3594 | -81.1242 | 7983
370904 | 1MOFFETT | DUKE | 343 | 34.5 | 1378 | 8002 | unknown | [6 empty] | 32.3594 | -81.1242 | 7983
370543 | 3KAPSTONE1! | DUKE | 343 | 115 | 1378 | 8003 | unknown
370553 | 3KAPSTONE | DUKE | 343 | 115 | 1377 | 8003 | unknown
370894 | 1KAPSTONE ST | DUKE | 343 | 13.2 | 1377 | 8003 | unknown
371543 | 3KAPSTONE2! | DUKE | 343 | 115 | 1378 | 8003 | unknown
370585 | 6EASTOVR SOL | DUKE | 343 | 230 | 1377 | 8004 | unknown |  |  |  | 33.8286 | -80.6225 | 7948 | 33.8286 | -80.6225 | 7948
370922 | 1EASTOVR SOL | DUKE | 343 | 34.5 | 1377 | 8004 | unknown |  |  |  | 33.8286 | -80.6225 | 7948 | 33.8286 | -80.6225 | 7948
370591 | 3HAMPTN_T | DUKE | 343 | 115 | 1375 | 8005 | unknown | [6 empty] | 32.3594 | -81.1242 | 7983
370592 | 3HAMPTN | DUKE | 343 | 115 | 1375 | 8005 | unknown | [6 empty] | 32.3594 | -81.1242 | 7983
372526 | 2HAMPTON | DUKE | 343 | 46 | 1377 | 8005 | unknown | [6 empty] | 32.3594 | -81.1242 | 7983
370601 | 6SAND SOL | DUKE | 343 | 230 | 1377 | 8006 | unknown | [6 empty] | 32.3594 | -81.1242 | 7983
370954 | 1SAND SOL | DUKE | 343 | 34.5 | 1377 | 8006 | unknown | [6 empty] | 32.3594 | -81.1242 | 7983
370043 | 3FABR-CARN_P | DUKE | 343 | 115 | 1375 | 8007 | unknown |  |  |  | 32.8308 | -80.0705 | 8008 | 32.8308 | -80.0705 | 8008
370044 | 3FABR-N CH_P | DUKE | 343 | 115 | 1375 | 8007 | unknown |  |  |  | 32.8308 | -80.0705 | 8008 | 32.8308 | -80.0705 | 8008
370603 | 6FABER PL1! | DUKE | 343 | 230 | 1375 | 8007 | unknown |  |  |  | 32.8308 | -80.0705 | 8008 | 32.8308 | -80.0705 | 8008
370617 | 3FABER PL-SC | DUKE | 343 | 115 | 1375 | 8007 | unknown |  |  |  | 32.8308 | -80.0705 | 8008 | 32.8308 | -80.0705 | 8008
370630 | 3FABER PL1! | DUKE | 343 | 115 | 1375 | 8007 | unknown |  |  |  | 32.8308 | -80.0705 | 8008 | 32.8308 | -80.0705 | 8008
370638 | 3FABER D | DUKE | 343 | 115 | 1375 | 8007 | unknown |  |  |  | 32.8308 | -80.0705 | 8008 | 32.8308 | -80.0705 | 8008
371603 | 6FABER PL2! | DUKE | 343 | 230 | 1376 | 8007 | unknown |  |  |  | 32.8308 | -80.0705 | 8008 | 32.8308 | -80.0705 | 8008
371630 | 3FABER PL2! | DUKE | 343 | 115 | 1376 | 8007 | unknown |  |  |  | 32.8308 | -80.0705 | 8008 | 32.8308 | -80.0705 | 8008
372630 | 3FABER PL3! | DUKE | 343 | 115 | 1375 | 8007 | unknown |  |  |  | 32.8308 | -80.0705 | 8008 | 32.8308 | -80.0705 | 8008
370605 | 6CHURCH1! | DUKE | 343 | 230 | 1376 | 8008 | known |  | 32.8308 | -80.0705
370650 | 3CHURCH1! | DUKE | 343 | 115 | 1376 | 8008 | known
370658 | 3CHURCH D | DUKE | 343 | 115 | 1376 | 8008 | known
371605 | 6CHURCH2! | DUKE | 343 | 230 | 1375 | 8008 | known |  | 32.8308 | -80.0705
371650 | 3CHURCH2! | DUKE | 343 | 115 | 1375 | 8008 | known
372605 | 6CHURCH3! | DUKE | 343 | 230 | 1376 | 8008 | known
370640 | 3HAGOOD1! | DUKE | 343 | 115 | 1377 | 8009 | unknown | [6 empty] | 32.8308 | -80.0705 | 8008
370810 | 1HAG GT5 6 | DUKE | 343 | 13.8 | 1378 | 8009 | unknown | [6 empty] | 32.8308 | -80.0705 | 8008
370811 | 1HAG GT4 | DUKE | 343 | 13.2 | 1377 | 8009 | unknown | [6 empty] | 32.8308 | -80.0705 | 8008
371640 | 3HAGOOD2! | DUKE | 343 | 115 | 1378 | 8009 | unknown | [6 empty] | 32.8308 | -80.0705 | 8008
370701 | 6CAINHOY1! | DUKE | 343 | 230 | 1376 | 8010 | unknown | [5 empty] | 7996 |  |  | 7996
370710 | 3CAINHOY1! | DUKE | 343 | 115 | 1376 | 8010 | unknown | [5 empty] | 7996 |  |  | 7996
371710 | 3CAINHOY2! | DUKE | 343 | 115 | 1375 | 8010 | unknown | [5 empty] | 7996 |  |  | 7996
372710 | 3CAINHOY3! | DUKE | 343 | 115 | 1375 | 8010 | unknown | [5 empty] | 7996 |  |  | 7996
370030 | 6VCS1-BLYT_P | DUKE | 343 | 230 | 1378 | 8011 | known
370031 | 6VCS1-WINN_P | DUKE | 343 | 230 | 1378 | 8011 | known
370723 | 6VCS1 ESF | DUKE | 343 | 230 | 1378 | 8011 | known
370724 | 1XTF 31C | DUKE | 343 | 7.2 | 1378 | 8011 | known
370725 | 1XTF 31D | DUKE | 343 | 7.2 | 1378 | 8011 | known
370726 | 1XTF 32A | DUKE | 343 | 7.2 | 1378 | 8011 | known
370727 | 1XTF 32B | DUKE | 343 | 7.2 | 1378 | 8011 | known
370740 | 1XSW 1A | DUKE | 343 | 7.2 | 1378 | 8011 | known
370741 | 1XSW 1B | DUKE | 343 | 7.2 | 1378 | 8011 | known
370742 | 1XSW 1C | DUKE | 343 | 7.2 | 1378 | 8011 | known
370803 | 1VCS NU1 | DUKE | 343 | 22 | 1377 | 8011 | known |  | 34.2983 | -81.3153
371111 | 6VCS1_1! | DUKE | 343 | 230 | 1378 | 8011 | known |  | 34.2983 | -81.3153
371112 | 6VCS1_2! | DUKE | 343 | 230 | 1377 | 8011 | known
371113 | 6VCS1_3! | DUKE | 343 | 230 | 1378 | 8011 | known
372111 | 6VCS1_4! | DUKE | 343 | 230 | 1378 | 8011 | known
370230 | 3COIT1! | DUKE | 343 | 115 | 1376 | 8012 | unknown |  |  |  | 34.0344 | -81.136 | 7957 | 34.0344 | -81.136 | 7957
370760 | 1COIT! | DUKE | 343 | 33 | 1375 | 8012 | unknown |  |  |  | 34.0344 | -81.136 | 7957 | 34.0344 | -81.136 | 7957
371230 | 3COIT2! | DUKE | 343 | 115 | 1375 | 8012 | unknown |  |  |  | 34.0344 | -81.136 | 7957 | 34.0344 | -81.136 | 7957
370111 | 3PARR HILL_T | DUKE | 343 | 115 | 1375 | 8013 | unknown | [8 empty] | 8011
370120 | 3PARR1! | DUKE | 343 | 115 | 1378 | 8013 | unknown | [8 empty] | 8011
370175 | 3PARR HILL | DUKE | 343 | 115 | 1375 | 8013 | unknown | [8 empty] | 8011
370801 | 1PAR HY | DUKE | 343 | 2.4 | 1377 | 8013 | unknown | [8 empty] | 8011
370890 | 3PAR GTS | DUKE | 343 | 115 | 1378 | 8013 | unknown | [8 empty] | 8011
370891 | 1PAR GT1 2 | DUKE | 343 | 13.2 | 1377 | 8013 | unknown | [8 empty] | 8011
370893 | 1PAR GT3 4 | DUKE | 343 | 13.2 | 1377 | 8013 | unknown | [8 empty] | 8011
371120 | 3PARR2! | DUKE | 343 | 115 | 1377 | 8013 | unknown | [8 empty] | 8011
370202 | 6FF 1-4 | DUKE | 343 | 230 | 1378 | 8014 | unknown | [5 empty] | 8011 |  |  | 8011
370821 | 1FFP HY1 | DUKE | 343 | 13.8 | 1377 | 8014 | unknown | [5 empty] | 8011 |  |  | 8011
370822 | 1FFP HY2 | DUKE | 343 | 13.8 | 1378 | 8014 | unknown | [5 empty] | 8011 |  |  | 8011
370823 | 1FFP HY3 | DUKE | 343 | 13.8 | 1377 | 8014 | unknown | [5 empty] | 8011 |  |  | 8011
370824 | 1FFP HY4 | DUKE | 343 | 13.8 | 1378 | 8014 | unknown | [5 empty] | 8011 |  |  | 8011
371202 | 6FFP 1-2 | DUKE | 343 | 230 | 1378 | 8014 | unknown | [5 empty] | 8011 |  |  | 8011
372202 | 6FFP 3-4 | DUKE | 343 | 230 | 1377 | 8014 | unknown | [5 empty] | 8011 |  |  | 8011
370203 | 6FF 5-8 | DUKE | 343 | 230 | 1377 | 8015 | unknown | [5 empty] | 8011 |  |  | 8011
370825 | 1FFP HY5 | DUKE | 343 | 13.8 | 1377 | 8015 | unknown | [5 empty] | 8011 |  |  | 8011
370826 | 1FFP HY6 | DUKE | 343 | 13.8 | 1378 | 8015 | unknown | [5 empty] | 8011 |  |  | 8011
370827 | 1FFP HY7 | DUKE | 343 | 13.8 | 1377 | 8015 | unknown | [5 empty] | 8011 |  |  | 8011
370828 | 1FFP HY8 | DUKE | 343 | 13.8 | 1378 | 8015 | unknown | [5 empty] | 8011 |  |  | 8011
371203 | 6FFP 5-6 | DUKE | 343 | 230 | 1378 | 8015 | unknown | [5 empty] | 8011 |  |  | 8011
372203 | 6FFP 7-8 | DUKE | 343 | 230 | 1377 | 8015 | unknown | [5 empty] | 8011 |  |  | 8011
370835 | 1REP_SG | DUKE | 343 | 26 | 1378 | 8016 | unknown | [5 empty] | 14482 |  |  | 14482
372835 | 6VCS NU2 GSU | DUKE | 343 | 230 | 1378 | 8016 | unknown | [5 empty] | 14482 |  |  | 14482
370862 | 1SRS MX1 | DUKE | 343 | 13.8 | 1377 | 8017 | unknown
371921 | 3SRS 21_1@ | DUKE | 343 | 115 | 1375 | 8017 | unknown
371923 | 3SRS 23A1@ | DUKE | 343 | 115 | 1375 | 8017 | unknown
371924 | 3SRS 23B1! | DUKE | 343 | 115 | 1375 | 8017 | unknown
372921 | 3SRS 21_2@ | DUKE | 343 | 115 | 1375 | 8017 | unknown
372923 | 3STA 23A2@ | DUKE | 343 | 115 | 1376 | 8017 | unknown
372924 | 3STA 23B2! | DUKE | 343 | 115 | 1376 | 8017 | unknown
370940 | 1CAMSOL1 | DUKE | 343 | 26.6 | 1377 | 8018 | unknown
372435 | 2CAMSOL_T | DUKE | 343 | 46 | 1378 | 8018 | unknown
370941 | 1PEONYSOL | DUKE | 343 | 34.5 | 1377 | 8019 | unknown
372455 | 2BLKVILLE_T | DUKE | 343 | 46 | 1377 | 8019 | unknown
372471 | 2PEONYSOL_T | DUKE | 343 | 46 | 1375 | 8019 | unknown
370942 | 1BLKVLSOL2 | DUKE | 343 | 26.6 | 1377 | 8020 | unknown
372472 | 2BLKVLSOL2_T | DUKE | 343 | 46 | 1378 | 8020 | unknown
370945 | 1HAMPSOL2 | DUKE | 343 | 22.8 | 1377 | 8021 | unknown
372541 | 2HAMPSOL2_T | DUKE | 343 | 46 | 1375 | 8021 | unknown
370946 | 1ESTILLSOL1 | DUKE | 343 | 22.8 | 1377 | 8022 | unknown
372540 | 2ESTILLSOL_T | DUKE | 343 | 46 | 1375 | 8022 | unknown
100002 | ORRINGTON | ISONE | 101 | 345 | 100 | 10781 | known |  | 44.7403 | -68.7539
100004 | S3023SCAP | ISONE | 101 | 345 | 100 | 10781 | known
100052 | MPCO_396_EM | ISONE | 101 | 345 | 100 | 10781 | known
103004 | S388SCAP | ISONE | 101 | 345 | 102 | 10781 | known
103027 | ORRINGTON | ISONE | 101 | 115 | 102 | 10781 | known
103053 | ORRINGTON_C | ISONE | 101 | 115 | 102 | 10781 | known
103056 | ORRINGTON_R | ISONE | 101 | 13.8 | 102 | 10781 | known
103057 | ORRINGTON_C1 | ISONE | 101 | 115 | 102 | 10781 | known
103058 | ORRINGTON_C2 | ISONE | 101 | 115 | 102 | 10781 | known
103059 | ORRINGTON_C3 | ISONE | 101 | 115 | 102 | 10781 | known
103602 | EM_65_MPCO | ISONE | 101 | 115 | 102 | 10781 | known
103603 | EM_205_MPCO | ISONE | 101 | 115 | 102 | 10781 | known
103604 | EM_246_MPCO | ISONE | 101 | 115 | 102 | 10781 | known
103605 | EM_247_MPCO | ISONE | 101 | 115 | 102 | 10781 | known
103606 | EM_248_MPCO | ISONE | 101 | 115 | 102 | 10781 | known
103607 | EM_249_MPCO | ISONE | 101 | 115 | 102 | 10781 | known
1000001 | STR_PT_XF_1 | ISONE | 101 | 1 | 100 | 10781 | known
1000002 | STR_PT_XF_2 | ISONE | 101 | 1 | 100 | 10781 | known
100087 | SUROWIEC | ISONE | 101 | 345 | 100 | 10782 | known |  | 43.9319 | -70.2033
100125 | SUROWIEC | ISONE | 101 | 115 | 100 | 10782 | known
100338 | SUROWIEC_R | ISONE | 101 | 13.8 | 100 | 10782 | known
100339 | SUROWIEC_C | ISONE | 101 | 115 | 100 | 10782 | known
100340 | SUROWIEC_C1 | ISONE | 101 | 115 | 100 | 10782 | known
100341 | SUROWIEC_C2 | ISONE | 101 | 115 | 100 | 10782 | known
100342 | SUROWIEC_C3 | ISONE | 101 | 115 | 100 | 10782 | known
100092 | ALBION ROAD | ISONE | 101 | 345 | 100 | 10783 | known |  | 44.5742 | -69.5091
100245 | ALBION RD_R1 | ISONE | 101 | 13.8 | 100 | 10783 | known
100246 | ALBION RD_R2 | ISONE | 101 | 13.8 | 100 | 10783 | known
100247 | ALBION ROAD | ISONE | 101 | 115 | 100 | 10783 | known
100249 | ALBION RD_R | ISONE | 101 | 13.8 | 100 | 10783 | known
1000005 | STR_PT_XF_5 | ISONE | 101 | 1 | 100 | 10783 | known
108470 | HYDEVILLE | ISONE | 101 | 46 | 107 | 10784 | unknown |  |  |  | 43.5762 | -73.2332 | 325 | 43.5762 | -73.2332 | 325
109033 | HYDEVILLE | ISONE | 101 | 12.47 | 107 | 10784 | unknown |  |  |  | 43.5762 | -73.2332 | 325 | 43.5762 | -73.2332 | 325
109043 | HYDEVILLE | ISONE | 101 | 4.16 | 107 | 10784 | unknown |  |  |  | 43.5762 | -73.2332 | 325 | 43.5762 | -73.2332 | 325
1000009 | STR_PT_XF_9 | ISONE | 101 | 1 | 107 | 10784 | unknown |  |  |  | 43.5762 | -73.2332 | 325 | 43.5762 | -73.2332 | 325
116011 | NORTHFLD-12 | ISONE | 101 | 345 | 112 | 10785 | known |  | 42.6129 | -72.4576
116411 | NORTHFIELD 1 | ISONE | 101 | 13.8 | 112 | 10785 | known |  | 42.6107 | -72.4716
116412 | NORTHFIELD 2 | ISONE | 101 | 13.8 | 112 | 10785 | known |  | 42.6107 | -72.4716
1000016 | STR_PT_XF_16 | ISONE | 101 | 1 | 112 | 10785 | known
116013 | NORTHFLD-34 | ISONE | 101 | 345 | 112 | 10786 | known |  | 42.6129 | -72.4576
116413 | NORTHFIELD 3 | ISONE | 101 | 13.8 | 112 | 10786 | known |  | 42.6107 | -72.4716
116414 | NORTHFIELD 4 | ISONE | 101 | 13.8 | 112 | 10786 | known |  | 42.6107 | -72.4716
1000017 | STR_PT_XF_17 | ISONE | 101 | 1 | 112 | 10786 | known
126262 | BUCHANAN N | NYISO | 8 | 345 | 167 | 10787 | known |  | 41.2645 | -73.9472
126360 | BUCHNTA5 | NYISO | 8 | 138 | 167 | 10787 | known
126901 | TA5-T | NYISO | 8 | 13.6 | 159 | 10787 | known
1000020 | STR_PT_XF_20 | NYISO | 8 | 1 | 167 | 10787 | known
126265 | COGNTECH | NYISO | 10 | 345 | 159 | 10788 | known |  | 40.5921 | -74.1998
126659 | COGENGT1 | NYISO | 10 | 13.8 | 159 | 10788 | known
126660 | COGENGT2 | NYISO | 10 | 13.8 | 159 | 10788 | known
126661 | COGENGT3 | NYISO | 10 | 13.8 | 159 | 10788 | known
126662 | COGENGT4 | NYISO | 10 | 13.8 | 159 | 10788 | known
126663 | COGENGT5 | NYISO | 10 | 13.8 | 159 | 10788 | known
126664 | COGENST1 | NYISO | 10 | 13.8 | 159 | 10788 | known
126665 | COGENST2 | NYISO | 10 | 13.8 | 159 | 10788 | known
126666 | COGENST3 | NYISO | 10 | 13.8 | 159 | 10788 | known
126275 | E13ST 48 | NYISO | 10 | 345 | 159 | 10789 | known |  | 40.7275 | -73.9746
126500 | T11 | NYISO | 10 | 13.8 | 159 | 10789 | known
126776 | E13_T10 | NYISO | 10 | 13.8 | 159 | 10789 | known
126867 | E13 TX10 T | NYISO | 10 | 138 | 159 | 10789 | known
126868 | E13 TX11 T | NYISO | 10 | 138 | 159 | 10789 | known
1000028 | STR_PT_XF_28 | NYISO | 10 | 1 | 159 | 10789 | known
1000029 | STR_PT_XF_29 | NYISO | 10 | 1 | 159 | 10789 | known
126557 | YORK 138 | NYISO | 10 | 138 | 159 | 10790 | unknown | [5 empty] | 1292 |  |  | 1292
126683 | YORK CT2 | NYISO | 10 | 13.8 | 159 | 10790 | unknown | [5 empty] | 1292 |  |  | 1292
126684 | YORK ST1 | NYISO | 10 | 13.8 | 159 | 10790 | unknown | [5 empty] | 1292 |  |  | 1292
126685 | YORK ST2 | NYISO | 10 | 13.8 | 159 | 10790 | unknown | [5 empty] | 1292 |  |  | 1292
126686 | YORK CT1 | NYISO | 10 | 13.8 | 159 | 10790 | unknown | [5 empty] | 1292 |  |  | 1292
1000041 | STR_PT_XF_41 | NYISO | 10 | 1 | 159 | 10790 | unknown | [5 empty] | 1292 |  |  | 1292
1000042 | STR_PT_XF_42 | NYISO | 10 | 1 | 159 | 10790 | unknown | [5 empty] | 1292 |  |  | 1292
128284 | CRICKET VLLY | NYISO | 7 | 345 | 154 | 10791 | known |  | 41.6754 | -73.5795
128285 | CRVLLYGSUT1 | NYISO | 7 | 345 | 154 | 10791 | known |  | 41.6754 | -73.5795
128286 | CRVLLYGSUT2 | NYISO | 7 | 345 | 154 | 10791 | known |  | 41.6754 | -73.5795
128287 | CRVLLYGSUT3 | NYISO | 7 | 345 | 154 | 10791 | known |  | 41.6754 | -73.5795
128288 | CRVLLY GT1 | NYISO | 7 | 18 | 154 | 10791 | known |  | 41.6753 | -73.5797
128289 | CRVLLY ST1 | NYISO | 7 | 18 | 154 | 10791 | known |  | 41.6753 | -73.5797
128290 | CRVLLY GT2 | NYISO | 7 | 18 | 154 | 10791 | known |  | 41.6753 | -73.5797
128291 | CRVLLY ST2 | NYISO | 7 | 18 | 154 | 10791 | known |  | 41.6753 | -73.5797
128292 | CRVLLY GT3 | NYISO | 7 | 18 | 154 | 10791 | known |  | 41.6753 | -73.5797
128293 | CRVLLY ST3 | NYISO | 7 | 18 | 154 | 10791 | known |  | 41.6753 | -73.5797
1000061 | STR_PT_XF_61 | NYISO | 7 | 1 | 154 | 10791 | known
1000062 | STR_PT_XF_62 | NYISO | 7 | 1 | 154 | 10791 | known
1000063 | STR_PT_XF_63 | NYISO | 7 | 1 | 154 | 10791 | known
128984 | CALP_CTG | NYISO | 11 | 13.8 | 156 | 10792 | unknown
128985 | CALP_STG | NYISO | 11 | 13.8 | 156 | 10792 | unknown
129621 | CALPINE | NYISO | 11 | 69 | 156 | 10792 | unknown
1000067 | STR_PT_XF_67 | NYISO | 11 | 1 | 156 | 10792 | unknown
130664 | Q678_COLL | NYISO | 11 | 34.5 | 156 | 10793 | unknown
130665 | Q678_POI | NYISO | 11 | 138 | 156 | 10793 | unknown
130666 | Q678-TERI | NYISO | 11 | 0.66 | 156 | 10793 | unknown
1000068 | STR_PT_XF_68 | NYISO | 11 | 1 | 156 | 10793 | unknown
130751 | CNDGUA_T | NYISO | 3 | 230 | 150 | 10794 | known |  | 42.4396 | -77.5301
130872 | CANADIAS | NYISO | 3 | 115 | 150 | 10794 | known
130911 | CNDGUA34 | NYISO | 3 | 34.5 | 150 | 10794 | known
1000069 | STR_PT_XF_69 | NYISO | 3 | 1 | 150 | 10794 | known
130766 | ROBIN230 | NYISO | 1 | 230 | 149 | 10795 | unknown | [5 empty] | 1657 |  |  | 1657
130846 | ROBIN115 | NYISO | 1 | 115 | 149 | 10795 | unknown | [5 empty] | 1657 |  |  | 1657
131632 | ROBIN M1 | NYISO | 1 | 34.5 | 149 | 10795 | unknown | [5 empty] | 1657 |  |  | 1657
1000080 | STR_PT_XF_80 | NYISO | 1 | 1 | 149 | 10795 | unknown | [5 empty] | 1657 |  |  | 1657
134912 | Q422_PSU | NYISO | 3 | 115 | 150 | 10796 | unknown |  |  |  | 42.3071 | -77.6568 | 1524 | 42.3071 | -77.6568 | 1524
134913 | Q422_T | NYISO | 3 | 13.8 | 150 | 10796 | unknown |  |  |  | 42.3071 | -77.6568 | 1524 | 42.3071 | -77.6568 | 1524
134914 | Q422_F1 | NYISO | 3 | 34.5 | 150 | 10796 | unknown |  |  |  | 42.3071 | -77.6568 | 1524 | 42.3071 | -77.6568 | 1524
1000082 | STR_PT_XF_82 | NYISO | 3 | 1 | 150 | 10796 | unknown |  |  |  | 42.3071 | -77.6568 | 1524 | 42.3071 | -77.6568 | 1524
137455 | ATHENS | NYISO | 6 | 345 | 148 | 10797 | known |  | 42.2728 | -73.8492
137456 | ATHENSC1 | NYISO | 6 | 16 | 148 | 10797 | known |  | 42.272 | -73.8505
137457 | ATHENSS1 | NYISO | 6 | 13.8 | 148 | 10797 | known
137458 | ATHENSC2 | NYISO | 6 | 16 | 148 | 10797 | known |  | 42.272 | -73.8505
137459 | ATHENSS2 | NYISO | 6 | 13.8 | 148 | 10797 | known
137460 | ATHENSC3 | NYISO | 6 | 16 | 148 | 10797 | known |  | 42.272 | -73.8505
137461 | ATHENSS3 | NYISO | 6 | 13.8 | 148 | 10797 | known
1000086 | STR_PT_XF_86 | NYISO | 6 | 1 | 148 | 10797 | known
1000087 | STR_PT_XF_87 | NYISO | 6 | 1 | 148 | 10797 | known
1000088 | STR_PT_XF_88 | NYISO | 6 | 1 | 148 | 10797 | known
146095 | LKSIDE_SYRGT | NYISO | 3 | 13.8 | 146 | 10798 | unknown
146096 | LKSIDE_SYRST | NYISO | 3 | 13.8 | 146 | 10798 | unknown
146097 | KAMINE_SYRCS | NYISO | 3 | 115 | 146 | 10798 | unknown
1000089 | STR_PT_XF_89 | NYISO | 3 | 1 | 146 | 10798 | unknown
146740 | MASSENA115 | NYISO | 4 | 115 | 175 | 10799 | unknown | [8 empty] | 1964
146742 | MASSENA_ST | NYISO | 4 | 13.8 | 175 | 10799 | unknown | [8 empty] | 1964
146743 | MASSENA_GT | NYISO | 4 | 13.8 | 175 | 10799 | unknown | [8 empty] | 1964
147843 | PLAT T#1 | NYISO | 4 | 230 | 158 | 10800 | known
147844 | PLAT T#4 | NYISO | 4 | 230 | 158 | 10800 | known
147922 | PLAT 115 | NYISO | 4 | 115 | 158 | 10800 | known |  | 44.7591 | -73.493
148050 | PLAT1 13.8 | NYISO | 4 | 13.8 | 158 | 10800 | known
148051 | PLAT2 13.8 | NYISO | 4 | 13.8 | 158 | 10800 | known
148052 | PLAT3 | NYISO | 4 | 13.8 | 158 | 10800 | known
148722 | PLAT#2 | NYISO | 4 | 230 | 158 | 10800 | known
1000096 | STR_PT_XF_96 | NYISO | 4 | 1 | 158 | 10800 | known
1000097 | STR_PT_XF_97 | NYISO | 4 | 1 | 158 | 10800 | known
1000098 | STR_PT_XF_98 | NYISO | 4 | 1 | 158 | 10800 | known
200583 | 26PINEY | PJM | 226 | 115 | 206 | 10914 | unknown | [8 empty] | 4692
200605 | 26PINEY | PJM | 226 | 34.5 | 206 | 10914 | unknown | [8 empty] | 4692
200608 | 26PINEY #1 | PJM | 226 | 11.5 | 206 | 10914 | unknown | [8 empty] | 4692
1000673 | STR_PT_XF_673 | PJM | 226 | 1 | 206 | 10914 | unknown | [8 empty] | 4692
1000674 | STR_PT_XF_674 | PJM | 226 | 1 | 206 | 10914 | unknown | [8 empty] | 4692
204615 | 27GLENDON | PJM | 227 | 115 | 219 | 10915 | unknown | [5 empty] | 3473 |  |  | 3473
204624 | 27GLENDON4 | PJM | 227 | 34.5 | 219 | 10915 | unknown | [5 empty] | 3473 |  |  | 3473
204625 | 27GLENDON8 | PJM | 227 | 34.5 | 219 | 10915 | unknown | [5 empty] | 3473 |  |  | 3473
204634 | 27GLENDON1 | PJM | 227 | 13.8 | 214 | 10915 | unknown | [5 empty] | 3473 |  |  | 3473
204636 | 27GLENDON2 | PJM | 227 | 13.8 | 219 | 10915 | unknown | [5 empty] | 3473 |  |  | 3473
213487 | CHICH2 | PJM | 230 | 138 | 241 | 10916 | unknown | [5 empty] | 3982 |  |  | 3982
213491 | CHICHST7 | PJM | 230 | 69 | 242 | 10916 | unknown | [5 empty] | 3982 |  |  | 3982
213492 | CHICHST8 | PJM | 230 | 69 | 242 | 10916 | unknown | [5 empty] | 3982 |  |  | 3982
213493 | CHICHSTR | PJM | 230 | 138 | 241 | 10916 | unknown | [5 empty] | 3982 |  |  | 3982
214155 | CHI8 TER | PJM | 230 | 13.8 | 244 | 10916 | unknown | [5 empty] | 3982 |  |  | 3982
214156 | CHI7 TER | PJM | 230 | 13.8 | 244 | 10916 | unknown | [5 empty] | 3982 |  |  | 3982
1000699 | STR_PT_XF_699 | PJM | 230 | 1 | 241 | 10916 | unknown | [5 empty] | 3982 |  |  | 3982
1000702 | STR_PT_XF_702 | PJM | 230 | 1 | 241 | 10916 | unknown | [5 empty] | 3982 |  |  | 3982
213685 | KIMCLARK | PJM | 230 | 69 | 244 | 10917 | unknown | [5 empty] | 3995 |  |  | 3995
213854 | PAPERTAP | PJM | 230 | 69 | 242 | 10917 | unknown | [5 empty] | 3995 |  |  | 3995
216403 | AE2-010_CTG1 | PJM | 230 | 13.2 | 242 | 10917 | unknown | [5 empty] | 3995 |  |  | 3995
216404 | AE2-010_CTG2 | PJM | 230 | 13.2 | 242 | 10917 | unknown | [5 empty] | 3995 |  |  | 3995
216405 | AE2-010_MCX1 | PJM | 230 | 5.747 | 242 | 10917 | unknown | [5 empty] | 3995 |  |  | 3995
216406 | AE2-010_MCX2 | PJM | 230 | 5.747 | 242 | 10917 | unknown | [5 empty] | 3995 |  |  | 3995
1000718 | STR_PT_XF_718 | PJM | 230 | 1 | 244 | 10917 | unknown | [5 empty] | 3995 |  |  | 3995
1000719 | STR_PT_XF_719 | PJM | 230 | 1 | 244 | 10917 | unknown | [5 empty] | 3995 |  |  | 3995
213890 | PHLISCT3 | PJM | 230 | 18 | 244 | 10918 | known |  | 39.8182 | -75.4333
213891 | PHLISL86 | PJM | 230 | 230 | 241 | 10918 | known
213893 | PHLISST1 | PJM | 230 | 20 | 244 | 10918 | known |  | 39.8182 | -75.4333
1000730 | STR_PT_XF_730 | PJM | 230 | 1 | 241 | 10918 | known
217303 | BERGEN_B | PJM | 231 | 138 | 250 | 10919 | unknown | [5 empty] | 4110 |  |  | 4110
217915 | BERGEN_11 | PJM | 231 | 13.8 | 250 | 10919 | unknown | [5 empty] | 4110 |  |  | 4110
217916 | BERGEN_12 | PJM | 231 | 13.8 | 250 | 10919 | unknown | [5 empty] | 4110 |  |  | 4110
217917 | BERGEN_13 | PJM | 231 | 13.8 | 250 | 10919 | unknown | [5 empty] | 4110 |  |  | 4110
217918 | BERGEN_14 | PJM | 231 | 13.8 | 250 | 10919 | unknown | [5 empty] | 4110 |  |  | 4110
1000754 | STR_PT_XF_754 | PJM | 231 | 1 | 250 | 10919 | unknown | [5 empty] | 4110 |  |  | 4110
1000755 | STR_PT_XF_755 | PJM | 231 | 1 | 250 | 10919 | unknown | [5 empty] | 4110 |  |  | 4110
219124 | CAMDEN_STG | PJM | 231 | 13.8 | 252 | 10920 | unknown |  |  |  | 39.8891 | -75.0983 | 4215
219126 | CAMDEN_CTG | PJM | 231 | 13.8 | 252 | 10920 | unknown |  |  |  | 39.8891 | -75.0983 | 4215
219156 | CAMDEN_COG | PJM | 231 | 230 | 252 | 10920 | unknown |  |  |  | 39.8891 | -75.0983 | 4215
227000 | HEW2320W | PJM | 238 | 230 | 272 | 10921 | unknown | [8 empty] | 4390
227001 | HEW2320E | PJM | 238 | 230 | 272 | 10921 | unknown | [8 empty] | 4390
227002 | HEWTSME | PJM | 238 | 69 | 272 | 10921 | unknown | [8 empty] | 4390
227003 | HEWTERT3 | PJM | 238 | 13.8 | 272 | 10921 | unknown | [8 empty] | 4390
227004 | HEWTERT4 | PJM | 238 | 13.8 | 272 | 10921 | unknown | [8 empty] | 4390
1000761 | STR_PT_XF_761 | PJM | 238 | 1 | 272 | 10921 | unknown | [8 empty] | 4390
1000762 | STR_PT_XF_762 | PJM | 238 | 1 | 272 | 10921 | unknown | [8 empty] | 4390
227008 | HOLLAND 2350 | PJM | 238 | 230 | 272 | 10922 | unknown | [8 empty] | 4390
227009 | HOLLAND 2355 | PJM | 238 | 230 | 272 | 10922 | unknown | [8 empty] | 4390
227010 | HOLLAND 69 | PJM | 238 | 69 | 272 | 10922 | unknown | [8 empty] | 4390
227011 | HOLLTERT1 | PJM | 238 | 13.8 | 272 | 10922 | unknown | [8 empty] | 4390
227012 | HOLLTERT2 | PJM | 238 | 13.8 | 272 | 10922 | unknown | [8 empty] | 4390
238779 | 02HAML-1 | PJM | 202 | 11.5 | 1239 | 10923 | unknown | [6 empty] | 41.4784 | -81.6264 | 4949
238780 | 02HAML-2 | PJM | 202 | 11.5 | 1239 | 10923 | unknown | [6 empty] | 41.4784 | -81.6264 | 4949
238800 | 02HL Q-1 | PJM | 202 | 138 | 1239 | 10923 | unknown | [6 empty] | 41.4784 | -81.6264 | 4949
238801 | 02HL Q-2 | PJM | 202 | 138 | 1239 | 10923 | unknown | [6 empty] | 41.4784 | -81.6264 | 4949
1000775 | STR_PT_XF_775 | PJM | 202 | 1 | 1239 | 10923 | unknown | [6 empty] | 41.4784 | -81.6264 | 4949
238806 | 02HMLQ11 | PJM | 202 | 138 | 1239 | 10924 | unknown |  |  |  | 41.4239 | -81.756 | 4938 | 41.4239 | -81.756 | 4938
238807 | 02HMLQ12 | PJM | 202 | 138 | 1239 | 10924 | unknown |  |  |  | 41.4239 | -81.756 | 4938 | 41.4239 | -81.756 | 4938
238808 | 02HMLQ13 | PJM | 202 | 138 | 1239 | 10924 | unknown |  |  |  | 41.4239 | -81.756 | 4938 | 41.4239 | -81.756 | 4938
238809 | 02HMLQ14 | PJM | 202 | 138 | 1239 | 10924 | unknown |  |  |  | 41.4239 | -81.756 | 4938 | 41.4239 | -81.756 | 4938
239261 | 02HUMM-1 | PJM | 202 | 36 | 1246 | 10924 | unknown |  |  |  | 41.4239 | -81.756 | 4938 | 41.4239 | -81.756 | 4938
239262 | 02HUMM-2 | PJM | 202 | 36 | 1246 | 10924 | unknown |  |  |  | 41.4239 | -81.756 | 4938 | 41.4239 | -81.756 | 4938
239270 | 02HUMM-1 | PJM | 202 | 11.5 | 1246 | 10924 | unknown |  |  |  | 41.4239 | -81.756 | 4938 | 41.4239 | -81.756 | 4938
239271 | 02HUMM-2 | PJM | 202 | 11.5 | 1246 | 10924 | unknown |  |  |  | 41.4239 | -81.756 | 4938 | 41.4239 | -81.756 | 4938
1000776 | STR_PT_XF_776 | PJM | 202 | 1 | 1239 | 10924 | unknown |  |  |  | 41.4239 | -81.756 | 4938 | 41.4239 | -81.756 | 4938
1000777 | STR_PT_XF_777 | PJM | 202 | 1 | 1239 | 10924 | unknown |  |  |  | 41.4239 | -81.756 | 4938 | 41.4239 | -81.756 | 4938
1000778 | STR_PT_XF_778 | PJM | 202 | 1 | 1239 | 10924 | unknown |  |  |  | 41.4239 | -81.756 | 4938 | 41.4239 | -81.756 | 4938
1000779 | STR_PT_XF_779 | PJM | 202 | 1 | 1239 | 10924 | unknown |  |  |  | 41.4239 | -81.756 | 4938 | 41.4239 | -81.756 | 4938
238810 | 02HO Q-1 | PJM | 202 | 138 | 1239 | 10925 | unknown
238811 | 02HO Q-2 | PJM | 202 | 138 | 1239 | 10925 | unknown
240321 | 02HORIZ A | PJM | 202 | 11.5 | 1239 | 10925 | unknown
240322 | 02HORIZ B | PJM | 202 | 11.5 | 1239 | 10925 | unknown
1000780 | STR_PT_XF_780 | PJM | 202 | 1 | 1239 | 10925 | unknown
1000781 | STR_PT_XF_781 | PJM | 202 | 1 | 1239 | 10925 | unknown
239126 | 02STRY | PJM | 202 | 69 | 1245 | 10926 | unknown
239127 | 02STRYKE | PJM | 202 | 138 | 1245 | 10926 | unknown
239202 | 02STRYCT | PJM | 202 | 13.2 | 1230 | 10926 | unknown
238901 | 02LSOLDX | PJM | 202 | 11.5 | 1239 | 10927 | unknown |  |  |  | 41.4784 | -81.6264 | 4949 | 41.4784 | -81.6264 | 4949
238902 | 02LSNEWY | PJM | 202 | 11.5 | 1239 | 10927 | unknown |  |  |  | 41.4784 | -81.6264 | 4949 | 41.4784 | -81.6264 | 4949
240281 | 02LKSHQ1 | PJM | 202 | 138 | 1239 | 10927 | unknown |  |  |  | 41.4784 | -81.6264 | 4949 | 41.4784 | -81.6264 | 4949
240283 | 02LKSHQ3 | PJM | 202 | 138 | 1239 | 10927 | unknown |  |  |  | 41.4784 | -81.6264 | 4949 | 41.4784 | -81.6264 | 4949
240284 | 02LKSHQ4 | PJM | 202 | 138 | 1239 | 10927 | unknown |  |  |  | 41.4784 | -81.6264 | 4949 | 41.4784 | -81.6264 | 4949
1000783 | STR_PT_XF_783 | PJM | 202 | 1 | 1239 | 10927 | unknown |  |  |  | 41.4784 | -81.6264 | 4949 | 41.4784 | -81.6264 | 4949
1000784 | STR_PT_XF_784 | PJM | 202 | 1 | 1239 | 10927 | unknown |  |  |  | 41.4784 | -81.6264 | 4949 | 41.4784 | -81.6264 | 4949
245769 | 05ADKINS | PJM | 205 | 345 | 1253 | 10928 | known |  | 39.7683 | -83.2476
270156 | DARBY CT1 | PJM | 205 | 13.8 | 1298 | 10928 | known
270157 | DARBY CT2 | PJM | 205 | 13.8 | 1298 | 10928 | known
270158 | DARBY CT3 | PJM | 205 | 13.8 | 1298 | 10928 | known
270159 | DARBY CT4 | PJM | 205 | 13.8 | 1298 | 10928 | known
270160 | DARBY CT5 | PJM | 205 | 13.8 | 1298 | 10928 | known
270161 | DARBY CT6 | PJM | 205 | 13.8 | 1298 | 10928 | known
1000787 | STR_PT_XF_787 | PJM | 205 | 1 | 1253 | 10928 | known
1000788 | STR_PT_XF_788 | PJM | 205 | 1 | 1253 | 10928 | known
1000789 | STR_PT_XF_789 | PJM | 205 | 1 | 1253 | 10928 | known
247527 | 05COVERT | PJM | 205 | 345 | 1252 | 10929 | known |  | 42.2958 | -86.268
247528 | 05COVRT1 | PJM | 205 | 16 | 1297 | 10929 | known |  | 42.2958 | -86.268
247529 | 05COVRT2 | PJM | 205 | 16 | 1297 | 10929 | known |  | 42.2958 | -86.268
247530 | 05COVRT3 | PJM | 205 | 16 | 1297 | 10929 | known |  | 42.2958 | -86.268
247531 | 05COVRT4 | PJM | 205 | 16.5 | 1297 | 10929 | known
247532 | 05COVRT5 | PJM | 205 | 16.5 | 1297 | 10929 | known
247533 | 05COVRT6 | PJM | 205 | 16.5 | 1297 | 10929 | known
1000790 | STR_PT_XF_790 | PJM | 205 | 1 | 1252 | 10929 | known
1000791 | STR_PT_XF_791 | PJM | 205 | 1 | 1252 | 10929 | known
1000792 | STR_PT_XF_792 | PJM | 205 | 1 | 1252 | 10929 | known
248005 | 06KYGER | PJM | 206 | 345 | 1206 | 10930 | known |  | 38.9123 | -82.1309
248026 | 06KYGER 1HP | PJM | 206 | 15.5 | 1206 | 10930 | known
248027 | 06KYGER 1LP | PJM | 206 | 15.5 | 1206 | 10930 | known
248028 | 06KYGER 2HP | PJM | 206 | 15.5 | 1206 | 10930 | known
248029 | 06KYGER 2LP | PJM | 206 | 15.5 | 1206 | 10930 | known
248030 | 06KYGER 3HP | PJM | 206 | 15.5 | 1206 | 10930 | known
248031 | 06KYGER 3LP | PJM | 206 | 15.5 | 1206 | 10930 | known
248032 | 06KYGER 4HP | PJM | 206 | 15.5 | 1206 | 10930 | known
248033 | 06KYGER 4LP | PJM | 206 | 15.5 | 1206 | 10930 | known
248034 | 06KYGER 5HP | PJM | 206 | 15.5 | 1206 | 10930 | known
248035 | 06KYGER 5LP | PJM | 206 | 15.5 | 1206 | 10930 | known
1000800 | STR_PT_XF_800 | PJM | 206 | 1 | 1206 | 10930 | known
249576 | 08WODSDL | PJM | 212 | 345 | 1224 | 10932 | known |  | 39.4503 | -84.4607
251962 | 08WSDLE1 | PJM | 212 | 13.8 | 1226 | 10932 | known
251963 | 08WSDLE2 | PJM | 212 | 13.8 | 1226 | 10932 | known
251964 | 08WSDLE3 | PJM | 212 | 13.8 | 1226 | 10932 | known
251965 | 08WSDLE4 | PJM | 212 | 13.8 | 1226 | 10932 | known
251966 | 08WSDLE5 | PJM | 212 | 13.8 | 1226 | 10932 | known
251967 | 08WSDLE6 | PJM | 212 | 13.8 | 1226 | 10932 | known
249990 | 08BROWN | PJM | 212 | 138 | 1224 | 10941 | unknown | [5 empty] | 5385 |  |  | 5385
251277 | 08BROWN | PJM | 212 | 69 | 1224 | 10941 | unknown | [5 empty] | 5385 |  |  | 5385
251792 | 08BROWN | PJM | 212 | 34.5 | 1224 | 10941 | unknown | [5 empty] | 5385 |  |  | 5385
1000844 | STR_PT_XF_844 | PJM | 212 | 1 | 1224 | 10941 | unknown | [5 empty] | 5385 |  |  | 5385
250003 | 08CRLISL | PJM | 212 | 138 | 1224 | 10942 | unknown
251299 | 08CRLISL | PJM | 212 | 69 | 1224 | 10942 | unknown
252040 | 08CRLISL | PJM | 212 | 12.47 | 1224 | 10942 | unknown
1000845 | STR_PT_XF_845 | PJM | 212 | 1 | 1224 | 10942 | unknown
250018 | 08EMWOD1 | PJM | 212 | 138 | 1224 | 10943 | unknown |  |  |  | 39.2053 | -84.4785 | 5559 | 39.2053 | -84.4785 | 5559
250019 | 08EMWOD6 | PJM | 212 | 138 | 1224 | 10943 | unknown |  |  |  | 39.2053 | -84.4785 | 5559 | 39.2053 | -84.4785 | 5559
251318 | 08EMWOD1 | PJM | 212 | 69 | 1224 | 10943 | unknown |  |  |  | 39.2053 | -84.4785 | 5559 | 39.2053 | -84.4785 | 5559
251319 | 08EMWOD2 | PJM | 212 | 69 | 1224 | 10943 | unknown |  |  |  | 39.2053 | -84.4785 | 5559 | 39.2053 | -84.4785 | 5559
252041 | 08EMWOD6 | PJM | 212 | 12.47 | 1224 | 10943 | unknown |  |  |  | 39.2053 | -84.4785 | 5559 | 39.2053 | -84.4785 | 5559
1000846 | STR_PT_XF_846 | PJM | 212 | 1 | 1224 | 10943 | unknown |  |  |  | 39.2053 | -84.4785 | 5559 | 39.2053 | -84.4785 | 5559
250047 | 08KENTN1 | PJM | 212 | 138 | 1224 | 10944 | unknown | [6 empty] | 39.025 | -84.377 | 5557
251357 | 08KENTN2 | PJM | 212 | 69 | 1227 | 10944 | unknown | [6 empty] | 39.025 | -84.377 | 5557
251358 | 08KENTON | PJM | 212 | 69 | 1227 | 10944 | unknown | [6 empty] | 39.025 | -84.377 | 5557
251362 | 08LAKEVW | PJM | 212 | 69 | 1225 | 10944 | unknown | [6 empty] | 39.025 | -84.377 | 5557
251796 | 08KENTON | PJM | 212 | 33 | 1227 | 10944 | unknown | [6 empty] | 39.025 | -84.377 | 5557
1000849 | STR_PT_XF_849 | PJM | 212 | 1 | 1224 | 10944 | unknown | [6 empty] | 39.025 | -84.377 | 5557
250081 | 08OAKLEY | PJM | 212 | 138 | 1224 | 10945 | unknown | [5 empty] | 10948 |  |  | 10948
251424 | 08OAKLEY | PJM | 212 | 69 | 1224 | 10945 | unknown | [5 empty] | 10948 |  |  | 10948
252043 | 08OAKL10 | PJM | 212 | 12.47 | 1224 | 10945 | unknown | [5 empty] | 10948 |  |  | 10948
252044 | 08OAKLY9 | PJM | 212 | 12.47 | 1224 | 10945 | unknown | [5 empty] | 10948 |  |  | 10948
1000852 | STR_PT_XF_852 | PJM | 212 | 1 | 1224 | 10945 | unknown | [5 empty] | 10948 |  |  | 10948
1000853 | STR_PT_XF_853 | PJM | 212 | 1 | 1224 | 10945 | unknown | [5 empty] | 10948 |  |  | 10948
250100 | 08SMRSD1 | PJM | 212 | 138 | 1224 | 10946 | unknown |  |  |  | 38.9909 | -84.2899 | 5503 | 38.9909 | -84.2899 | 5503
251456 | 08SMRSD1 | PJM | 212 | 69 | 1224 | 10946 | unknown |  |  |  | 38.9909 | -84.2899 | 5503 | 38.9909 | -84.2899 | 5503
251457 | 08SMRSD2 | PJM | 212 | 69 | 1224 | 10946 | unknown |  |  |  | 38.9909 | -84.2899 | 5503 | 38.9909 | -84.2899 | 5503
251799 | 08SMRSD2 | PJM | 212 | 34.5 | 1224 | 10946 | unknown |  |  |  | 38.9909 | -84.2899 | 5503 | 38.9909 | -84.2899 | 5503
1000856 | STR_PT_XF_856 | PJM | 212 | 1 | 1224 | 10946 | unknown |  |  |  | 38.9909 | -84.2899 | 5503 | 38.9909 | -84.2899 | 5503
250103 | 08TBSCO1 | PJM | 212 | 138 | 1224 | 10947 | unknown |  |  |  | 39.1529 | -84.4052 | 5556 | 39.1529 | -84.4052 | 5556
251509 | 08TBSCO5 | PJM | 212 | 69 | 1224 | 10947 | unknown |  |  |  | 39.1529 | -84.4052 | 5556 | 39.1529 | -84.4052 | 5556
252046 | 08TBSCO5 | PJM | 212 | 12.47 | 1224 | 10947 | unknown |  |  |  | 39.1529 | -84.4052 | 5556 | 39.1529 | -84.4052 | 5556
1000857 | STR_PT_XF_857 | PJM | 212 | 1 | 1224 | 10947 | unknown |  |  |  | 39.1529 | -84.4052 | 5556 | 39.1529 | -84.4052 | 5556
250110 | 08CENTRL | PJM | 212 | 138 | 1224 | 10948 | known
251293 | 08CNTRL1 | PJM | 212 | 69 | 1224 | 10948 | known |  | 39.1375 | -84.492
251294 | 08CNTRL2 | PJM | 212 | 69 | 1224 | 10948 | known
252401 | CENTRAL3 | PJM | 212 | 12.47 | 1224 | 10948 | known
1000858 | STR_PT_XF_858 | PJM | 212 | 1 | 1224 | 10948 | known
253310 | AC1-085 POI | PJM | 209 | 345 | 1209 | 10949 | known |  | 39.2008 | -83.832
253311 | AC1-085 MAIN | PJM | 209 | 345 | 1 | 10949 | known |  | 38.99 | -83.7855
253318 | AC1-085 TERA | PJM | 209 | 7.2 | 1 | 10949 | known
253319 | AC1-085 TREB | PJM | 209 | 7.2 | 1 | 10949 | known
253320 | AC1-085 COL2 | PJM | 209 | 34.5 | 1 | 10949 | known
253321 | AC1-085 COL1 | PJM | 209 | 34.5 | 1 | 10949 | known
1000863 | STR_PT_XF_863 | PJM | 209 | 1 | 1 | 10949 | known
1000864 | STR_PT_XF_864 | PJM | 209 | 1 | 1 | 10949 | known
253359 | AC1-212 MAIN | PJM | 209 | 69 | 1 | 10950 | unknown
253360 | AC1-212 COL | PJM | 209 | 34.5 | 1 | 10950 | unknown
253361 | AC1-212 TER | PJM | 209 | 12.47 | 1 | 10950 | unknown
253362 | AC1-212 GEN1 | PJM | 209 | 0.48 | 1 | 10950 | unknown
253363 | AC1-212 GEN2 | PJM | 209 | 0.48 | 1 | 10950 | unknown
1000870 | STR_PT_XF_870 | PJM | 209 | 1 | 1 | 10950 | unknown
1000871 | STR_PT_XF_871 | PJM | 209 | 1 | 1 | 10950 | unknown
270168 | AC1-122 TAP | PJM | 205 | 138 | 1250 | 11090 | unknown
270169 | AC1-122 MAIN | PJM | 205 | 138 | 1 | 11090 | unknown
270170 | AC1-122 COL | PJM | 205 | 34.5 | 1 | 11090 | unknown
270171 | AC1-122 TER | PJM | 205 | 13.8 | 1 | 11090 | unknown
1001105 | STR_PT_XF_1105 | PJM | 205 | 1 | 1 | 11090 | unknown
270176 | AB1-006 MAIN | PJM | 205 | 345 | 1200 | 11091 | unknown |  |  |  | 40.7067 | -86.9958 | 6063 | 40.7067 | -86.9958 | 6063
270177 | AB1-006 COL | PJM | 205 | 34.5 | 1200 | 11091 | unknown |  |  |  | 40.7067 | -86.9958 | 6063 | 40.7067 | -86.9958 | 6063
270178 | AB1-006 TERT | PJM | 205 | 13.2 | 1200 | 11091 | unknown |  |  |  | 40.7067 | -86.9958 | 6063 | 40.7067 | -86.9958 | 6063
1001106 | STR_PT_XF_1106 | PJM | 205 | 1 | 1200 | 11091 | unknown |  |  |  | 40.7067 | -86.9958 | 6063 | 40.7067 | -86.9958 | 6063
270662 | BLOOM B | PJM | 222 | 345 | 1274 | 11092 | known |  | 41.4894 | -87.5739
271098 | BLOOM B | PJM | 222 | 138 | 1282 | 11092 | known
271099 | BLOOM R | PJM | 222 | 138 | 1282 | 11092 | known
275258 | BLOOM 4C | PJM | 222 | 34.5 | 1278 | 11092 | known
1001110 | STR_PT_XF_1110 | PJM | 222 | 1 | 1274 | 11092 | known
270729 | E FRANKFO R | PJM | 222 | 345 | 1274 | 11093 | known |  | 41.4952 | -87.819
271384 | E FRANKFO B | PJM | 222 | 138 | 1273 | 11093 | known
271385 | E FRANKFO R | PJM | 222 | 138 | 1273 | 11093 | known
272022 | MOKENA BT | PJM | 222 | 138 | 1273 | 11093 | known
272023 | MOKENA RT | PJM | 222 | 138 | 1273 | 11093 | known
275351 | E FRANKFO3C | PJM | 222 | 34.5 | 1278 | 11093 | known
1001114 | STR_PT_XF_1114 | PJM | 222 | 1 | 1274 | 11093 | known
270851 | PL VALLEY R | PJM | 222 | 345 | 1274 | 11094 | unknown |  |  |  | 42.2551 | -88.2511 | 6106 | 42.2551 | -88.2511 | 6106
272256 | PL VALLEY B | PJM | 222 | 138 | 1284 | 11094 | unknown |  |  |  | 42.2551 | -88.2511 | 6106 | 42.2551 | -88.2511 | 6106
272257 | PL VALLEY R | PJM | 222 | 138 | 1284 | 11094 | unknown |  |  |  | 42.2551 | -88.2511 | 6106 | 42.2551 | -88.2511 | 6106
275309 | PL VALLEY1C | PJM | 222 | 34.5 | 1278 | 11094 | unknown |  |  |  | 42.2551 | -88.2511 | 6106 | 42.2551 | -88.2511 | 6106
1001125 | STR_PT_XF_1125 | PJM | 222 | 1 | 1274 | 11094 | unknown |  |  |  | 42.2551 | -88.2511 | 6106 | 42.2551 | -88.2511 | 6106
270922 | WEST LOOP B | PJM | 222 | 345 | 1274 | 11095 | known |  | 41.9012 | -87.654
270923 | WEST LOOP R | PJM | 222 | 345 | 1274 | 11095 | known |  | 41.9012 | -87.654
272762 | WEST LOOP G | PJM | 222 | 138 | 1270 | 11095 | known
272763 | WEST LOOP Y | PJM | 222 | 138 | 1270 | 11095 | known |  | 41.9011 | -87.6541
275346 | WEST LOOP1C | PJM | 222 | 34.5 | 1278 | 11095 | known
275347 | WEST LOOP2C | PJM | 222 | 34.5 | 1278 | 11095 | known
1001130 | STR_PT_XF_1130 | PJM | 222 | 1 | 1274 | 11095 | known
1001131 | STR_PT_XF_1131 | PJM | 222 | 1 | 1274 | 11095 | known
270928 | WOLFS B | PJM | 222 | 345 | 1274 | 11096 | known |  | 41.6983 | -88.2351
272794 | WOLFS B | PJM | 222 | 138 | 1284 | 11096 | known |  | 41.6982 | -88.2357
272795 | WOLFS R | PJM | 222 | 138 | 1284 | 11096 | known
275334 | WOLFS 1C | PJM | 222 | 34.5 | 1278 | 11096 | known
1001132 | STR_PT_XF_1132 | PJM | 222 | 1 | 1274 | 11096 | known
272726 | WASHINGTO B | PJM | 222 | 138 | 1270 | 11097 | known |  | 41.7822 | -87.6195
272727 | WASHINGTO R | PJM | 222 | 138 | 1270 | 11097 | known |  | 41.7822 | -87.6195
273340 | WASHINGTO N | PJM | 222 | 12.5 | 1270 | 11097 | known
273341 | WASHINGTO S | PJM | 222 | 12.5 | 1270 | 11097 | known
274702 | KENDALL BU | PJM | 222 | 345 | 1280 | 11098 | known |  | 41.4799 | -88.2579
274703 | KENDALL RU | PJM | 222 | 345 | 1280 | 11098 | known |  | 41.4799 | -88.2579
274704 | KENDALL 1C | PJM | 222 | 18 | 1280 | 11098 | known |  | 41.4799 | -88.2579
274705 | KENDALL 1S | PJM | 222 | 13.8 | 1280 | 11098 | known
274706 | KENDALL 2C | PJM | 222 | 18 | 1280 | 11098 | known |  | 41.4799 | -88.2579
274707 | KENDALL 2S | PJM | 222 | 13.8 | 1280 | 11098 | known
274708 | KENDALL 3C | PJM | 222 | 18 | 1280 | 11098 | known |  | 41.4799 | -88.2579
274709 | KENDALL 3S | PJM | 222 | 13.8 | 1280 | 11098 | known
274710 | KENDALL 4C | PJM | 222 | 18 | 1280 | 11098 | known |  | 41.4799 | -88.2579
274711 | KENDALL 4S | PJM | 222 | 13.8 | 1280 | 11098 | known
274714 | NELSON ECBU | PJM | 222 | 345 | 1280 | 11099 | known
274715 | NELSON EC1C | PJM | 222 | 18 | 1280 | 11099 | known |  | 41.7606 | -89.6093
274716 | NELSON EC1S | PJM | 222 | 13.8 | 1280 | 11099 | known
274717 | NELSON EC2C | PJM | 222 | 18 | 1280 | 11099 | known |  | 41.7606 | -89.6093
274718 | NELSON EC2S | PJM | 222 | 13.8 | 1280 | 11099 | known
1001141 | STR_PT_XF_1141 | PJM | 222 | 1 | 1280 | 11099 | known
1001142 | STR_PT_XF_1142 | PJM | 222 | 1 | 1280 | 11099 | known
274750 | CRETE EC BP | PJM | 222 | 345 | 1280 | 11100 | known |  | 41.4191 | -87.6307
274751 | CRETE EC 1U | PJM | 222 | 13.8 | 1280 | 11100 | known
274752 | CRETE EC 2U | PJM | 222 | 13.8 | 1280 | 11100 | known
274753 | CRETE EC 3U | PJM | 222 | 13.8 | 1280 | 11100 | known
274754 | CRETE EC 4U | PJM | 222 | 13.8 | 1280 | 11100 | known
274769 | LINCOLN P | PJM | 222 | 345 | 1280 | 11101 | known |  | 41.3654 | -87.9613
274770 | LINCOLN 1U | PJM | 222 | 13.8 | 1280 | 11101 | known
274771 | LINCOLN 2U | PJM | 222 | 13.8 | 1280 | 11101 | known
274772 | LINCOLN 3U | PJM | 222 | 13.8 | 1280 | 11101 | known
274773 | LINCOLN 4U | PJM | 222 | 13.8 | 1280 | 11101 | known
274774 | LINCOLN 5U | PJM | 222 | 13.8 | 1280 | 11101 | known
274775 | LINCOLN 6U | PJM | 222 | 13.8 | 1280 | 11101 | known
274776 | LINCOLN 7U | PJM | 222 | 13.8 | 1280 | 11101 | known
274777 | LINCOLN 8U | PJM | 222 | 13.8 | 1280 | 11101 | known
1001149 | STR_PT_XF_1149 | PJM | 222 | 1 | 1280 | 11101 | known
1001150 | STR_PT_XF_1150 | PJM | 222 | 1 | 1280 | 11101 | known
1001151 | STR_PT_XF_1151 | PJM | 222 | 1 | 1280 | 11101 | known
1001152 | STR_PT_XF_1152 | PJM | 222 | 1 | 1280 | 11101 | known
274796 | UNIV PARKBP | PJM | 222 | 138 | 1280 | 11102 | unknown |  |  |  | 41.4952 | -87.819 | 11093 | 41.4952 | -87.819 | 11093
274797 | UNIV PARKRP | PJM | 222 | 138 | 1280 | 11102 | unknown |  |  |  | 41.4952 | -87.819 | 11093 | 41.4952 | -87.819 | 11093
274798 | UNIV PARK1U | PJM | 222 | 13.8 | 1280 | 11102 | unknown |  |  |  | 41.4952 | -87.819 | 11093 | 41.4952 | -87.819 | 11093
274799 | UNIV PARK2U | PJM | 222 | 13.8 | 1280 | 11102 | unknown |  |  |  | 41.4952 | -87.819 | 11093 | 41.4952 | -87.819 | 11093
274800 | UNIV PARK3U | PJM | 222 | 13.8 | 1280 | 11102 | unknown |  |  |  | 41.4952 | -87.819 | 11093 | 41.4952 | -87.819 | 11093
274801 | UNIV PARK4U | PJM | 222 | 13.8 | 1280 | 11102 | unknown |  |  |  | 41.4952 | -87.819 | 11093 | 41.4952 | -87.819 | 11093
274802 | UNIV PARK5U | PJM | 222 | 13.8 | 1280 | 11102 | unknown |  |  |  | 41.4952 | -87.819 | 11093 | 41.4952 | -87.819 | 11093
274803 | UNIV PARK6U | PJM | 222 | 13.8 | 1280 | 11102 | unknown |  |  |  | 41.4952 | -87.819 | 11093 | 41.4952 | -87.819 | 11093
274804 | UNIV PK NRP | PJM | 222 | 345 | 1280 | 11103 | known |  | 41.4506 | -87.7349
274805 | UNIV PK N1U | PJM | 222 | 13.8 | 1280 | 11103 | known
274806 | UNIV PK N2U | PJM | 222 | 13.8 | 1280 | 11103 | known
274807 | UNIV PK N3U | PJM | 222 | 13.8 | 1280 | 11103 | known
274808 | UNIV PK N4U | PJM | 222 | 13.8 | 1280 | 11103 | known
274809 | UNIV PK N5U | PJM | 222 | 13.8 | 1280 | 11103 | known
274810 | UNIV PK N6U | PJM | 222 | 13.8 | 1280 | 11103 | known
274811 | UNIV PK N7U | PJM | 222 | 13.8 | 1280 | 11103 | known
274812 | UNIV PK N8U | PJM | 222 | 13.8 | 1280 | 11103 | known
274813 | UNIV PK N9U | PJM | 222 | 13.8 | 1280 | 11103 | known
274814 | UNIV PK N0U | PJM | 222 | 13.8 | 1280 | 11103 | known
274815 | UNIV PK NXU | PJM | 222 | 13.8 | 1280 | 11103 | known
274816 | UNIV PK NYU | PJM | 222 | 13.8 | 1280 | 11103 | known
276611 | X2-022_MAIN | PJM | 222 | 345 | 1274 | 11104 | known |  | 40.012 | -89.2921
276612 | W2-048 MAIN | PJM | 222 | 345 | 1274 | 11104 | known
276613 | W2-048 COL1 | PJM | 222 | 34.5 | 1274 | 11104 | known
276616 | W2-048 TER | PJM | 222 | 13.8 | 1274 | 11104 | known
276619 | X2-022 COL1 | PJM | 222 | 34.5 | 1274 | 11104 | known
276622 | X2-022 TER | PJM | 222 | 13.8 | 1274 | 11104 | known
1001166 | STR_PT_XF_1166 | PJM | 222 | 1 | 1274 | 11104 | known
1001167 | STR_PT_XF_1167 | PJM | 222 | 1 | 1274 | 11104 | known
276643 | AC1-214 MAIN | PJM | 222 | 138 | 1 | 11105 | unknown |  |  |  | 41.3812 | -89.4669 | 6148 | 41.3812 | -89.4669 | 6148
276647 | AC1-214 TER | PJM | 222 | 13.8 | 1 | 11105 | unknown |  |  |  | 41.3812 | -89.4669 | 6148 | 41.3812 | -89.4669 | 6148
276648 | AC1-214 COL2 | PJM | 222 | 34.5 | 1 | 11105 | unknown |  |  |  | 41.3812 | -89.4669 | 6148 | 41.3812 | -89.4669 | 6148
1001168 | STR_PT_XF_1168 | PJM | 222 | 1 | 1 | 11105 | unknown |  |  |  | 41.3812 | -89.4669 | 6148 | 41.3812 | -89.4669 | 6148
304054 | 8DURHAM500 T | DUKE | 340 | 500 | 315 | 11110 | known |  | 35.9506 | -78.7501
304055 | 1DURHAM TERT | DUKE | 340 | 13.8 | 315 | 11110 | known
304117 | 6DURHAM230 T | DUKE | 340 | 230 | 315 | 11110 | known |  | 35.9506 | -78.7501
1001181 | STR_PT_XF_1181 | DUKE | 340 | 1 | 315 | 11110 | known
304070 | 6PERSON230 T | DUKE | 340 | 230 | 315 | 11111 | unknown |  |  |  | 36.4833 | -79.0731 | 6404 | 36.4833 | -79.0731 | 6404
304071 | 8PERSON500 T | DUKE | 340 | 500 | 315 | 11111 | unknown |  |  |  | 36.4833 | -79.0731 | 6404 | 36.4833 | -79.0731 | 6404
304072 | 1PERSON TERT | DUKE | 340 | 13.8 | 315 | 11111 | unknown |  |  |  | 36.4833 | -79.0731 | 6404 | 36.4833 | -79.0731 | 6404
1001187 | STR_PT_XF_1187 | DUKE | 340 | 1 | 315 | 11111 | unknown |  |  |  | 36.4833 | -79.0731 | 6404 | 36.4833 | -79.0731 | 6404
304156 | 6IND 304156 | DUKE | 340 | 230 | 315 | 11112 | known
304183 | 8WAKE 500 TT | DUKE | 340 | 500 | 315 | 11112 | known |  | 35.782 | -78.4531
304184 | 1WAKE TERT#1 | DUKE | 340 | 13.8 | 315 | 11112 | known
304189 | 1WAKE TERT#2 | DUKE | 340 | 13.8 | 315 | 11112 | known
304190 | 6WAKE 230 TT | DUKE | 340 | 230 | 315 | 11112 | known |  | 35.782 | -78.4531
1001188 | STR_PT_XF_1188 | DUKE | 340 | 1 | 315 | 11112 | known
1001189 | STR_PT_XF_1189 | DUKE | 340 | 1 | 315 | 11112 | known
304006 | 1RICH TERT#1 | DUKE | 340 | 13.8 | 315 | 11113 | known
304007 | 1RICH TERT#2 | DUKE | 340 | 13.8 | 315 | 11113 | known
304377 | 8RICHMON500T | DUKE | 340 | 500 | 315 | 11113 | known |  | 34.8435 | -79.7464
304378 | 6RICHMON230T | DUKE | 340 | 230 | 315 | 11113 | known |  | 34.8435 | -79.7464
304986 | 6HAMLET BUS | DUKE | 340 | 230 | 315 | 11113 | known
304987 | 1HAMLET CT1 | DUKE | 340 | 13.8 | 315 | 11113 | known
304988 | 1HAMLET CT2 | DUKE | 340 | 13.8 | 315 | 11113 | known
304989 | 1HAMLET CT3 | DUKE | 340 | 13.8 | 315 | 11113 | known
304990 | 1HAMLET CT4 | DUKE | 340 | 13.8 | 315 | 11113 | known
304991 | 1HAMLET CT5 | DUKE | 340 | 13.8 | 315 | 11113 | known
304992 | 1HAMLET CT6 | DUKE | 340 | 13.8 | 315 | 11113 | known
1001190 | STR_PT_XF_1190 | DUKE | 340 | 1 | 315 | 11113 | known
1001191 | STR_PT_XF_1191 | DUKE | 340 | 1 | 315 | 11113 | known
304008 | 1CUMB TERT | DUKE | 340 | 13.8 | 315 | 11114 | known
304390 | 6CUMBLND230T | DUKE | 340 | 230 | 315 | 11114 | known |  | 34.8782 | -78.7821
304391 | 8CUMBLND500T | DUKE | 340 | 500 | 315 | 11114 | known |  | 34.8782 | -78.7821
1001192 | STR_PT_XF_1192 | DUKE | 340 | 1 | 315 | 11114 | known
304985 | 6LILES SS T | DUKE | 340 | 230 | 315 | 11115 | known |  | 34.9038 | -79.7583
304993 | 1ANSON CT1 | DUKE | 340 | 13.8 | 315 | 11115 | known
304994 | 1ANSON CT2 | DUKE | 340 | 13.8 | 315 | 11115 | known
304995 | 1ANSON CT3 | DUKE | 340 | 13.8 | 315 | 11115 | known
304996 | 1ANSON CT4 | DUKE | 340 | 13.8 | 315 | 11115 | known
304997 | 1ANSON CT5 | DUKE | 340 | 13.8 | 315 | 11115 | known
304998 | 1ANSON CT6 | DUKE | 340 | 13.8 | 315 | 11115 | known
304999 | 6ANSON BUS | DUKE | 340 | 230 | 315 | 11115 | known
314579 | 6HORNRTN | PJM | 345 | 230 | 362 | 11116 | unknown |  |  |  | 36.0424 | -77.7529 | 6768 | 36.0424 | -77.7529 | 6768
314605 | 6ROSEMRY | PJM | 345 | 230 | 362 | 11116 | unknown |  |  |  | 36.0424 | -77.7529 | 6768 | 36.0424 | -77.7529 | 6768
314627 | 1ROSEMRY | PJM | 345 | 13.8 | 362 | 11116 | unknown |  |  |  | 36.0424 | -77.7529 | 6768 | 36.0424 | -77.7529 | 6768
315136 | 1ROSEMG1 | PJM | 345 | 13.8 | 362 | 11116 | unknown |  |  |  | 36.0424 | -77.7529 | 6768 | 36.0424 | -77.7529 | 6768
315137 | 1ROSEMS1 | PJM | 345 | 13.8 | 362 | 11116 | unknown |  |  |  | 36.0424 | -77.7529 | 6768 | 36.0424 | -77.7529 | 6768
315138 | 1ROSEMG2 | PJM | 345 | 13.8 | 362 | 11116 | unknown |  |  |  | 36.0424 | -77.7529 | 6768 | 36.0424 | -77.7529 | 6768
1001200 | STR_PT_XF_1200 | PJM | 345 | 1 | 362 | 11116 | unknown |  |  |  | 36.0424 | -77.7529 | 6768 | 36.0424 | -77.7529 | 6768
1001201 | STR_PT_XF_1201 | PJM | 345 | 1 | 362 | 11116 | unknown |  |  |  | 36.0424 | -77.7529 | 6768 | 36.0424 | -77.7529 | 6768
314777 | 6S ANNA | PJM | 345 | 230 | 363 | 11117 | unknown
315177 | 1S ANNAG1 | PJM | 345 | 13.8 | 363 | 11117 | unknown
315178 | 1S ANNAS1 | PJM | 345 | 13.8 | 363 | 11117 | unknown
315179 | 1S ANNAG2 | PJM | 345 | 13.8 | 363 | 11117 | unknown
315180 | 1S ANNAS2 | PJM | 345 | 13.8 | 363 | 11117 | unknown
1001202 | STR_PT_XF_1202 | PJM | 345 | 1 | 363 | 11117 | unknown
1001203 | STR_PT_XF_1203 | PJM | 345 | 1 | 363 | 11117 | unknown
314901 | 8BATH CO | PJM | 345 | 500 | 366 | 11118 | known |  | 38.2092 | -79.8002
315201 | 1BATH 1A | PJM | 345 | 20.5 | 366 | 11118 | known |  | 38.2091 | -79.8002
315202 | 1BATH 2B | PJM | 345 | 20.5 | 366 | 11118 | known |  | 38.2091 | -79.8002
315203 | 1BATH 3C | PJM | 345 | 20.5 | 366 | 11118 | known |  | 38.2091 | -79.8002
315204 | 1BATH 4D | PJM | 345 | 20.5 | 366 | 11118 | known |  | 38.2091 | -79.8002
315205 | 1BATH 5E | PJM | 345 | 20.5 | 366 | 11118 | known |  | 38.2091 | -79.8002
315206 | 1BATH 6F | PJM | 345 | 20.5 | 366 | 11118 | known |  | 38.2091 | -79.8002
1001204 | STR_PT_XF_1204 | PJM | 345 | 1 | 366 | 11118 | known
1001205 | STR_PT_XF_1205 | PJM | 345 | 1 | 366 | 11118 | known
1001206 | STR_PT_XF_1206 | PJM | 345 | 1 | 366 | 11118 | known
316037 | AC1-158 MAIN | PJM | 345 | 500 | 366 | 11119 | known |  | 38.25 | -77.7828
316038 | AC1-158 COL1 | PJM | 345 | 34.5 | 366 | 11119 | known
316039 | AC1-158 COL2 | PJM | 345 | 34.5 | 366 | 11119 | known
316042 | AC1-158 TER1 | PJM | 345 | 13.8 | 366 | 11119 | known
316043 | AC1-158 TER2 | PJM | 345 | 13.8 | 366 | 11119 | known
1001208 | STR_PT_XF_1208 | PJM | 345 | 1 | 366 | 11119 | known
1001209 | STR_PT_XF_1209 | PJM | 345 | 1 | 366 | 11119 | known
316120 | AC1-075 CH | PJM | 345 | 115 | 358 | 11120 | unknown
316121 | AC1-075 C1 | PJM | 345 | 34.5 | 358 | 11120 | unknown
316124 | AC1-075 C2 | PJM | 345 | 13.8 | 358 | 11120 | unknown
1001217 | STR_PT_XF_1217 | PJM | 345 | 1 | 358 | 11120 | unknown
316165 | AC1-164 MAIN | PJM | 345 | 230 | 1 | 11121 | unknown |  |  |  | 37.437 | -77.1587 | 6899 | 37.437 | -77.1587 | 6899
316166 | AC1-164 XFLV | PJM | 345 | 34.5 | 1 | 11121 | unknown |  |  |  | 37.437 | -77.1587 | 6899 | 37.437 | -77.1587 | 6899
316167 | AC1-164 XFTR | PJM | 345 | 13.8 | 1 | 11121 | unknown |  |  |  | 37.437 | -77.1587 | 6899 | 37.437 | -77.1587 | 6899
1001218 | STR_PT_XF_1218 | PJM | 345 | 1 | 1 | 11121 | unknown |  |  |  | 37.437 | -77.1587 | 6899 | 37.437 | -77.1587 | 6899
316172 | AB2-169 POI | PJM | 345 | 115 | 362 | 11122 | unknown
316173 | AB2-169 COL1 | PJM | 345 | 34.5 | 362 | 11122 | unknown
316175 | AB2-169 TER | PJM | 345 | 13.8 | 362 | 11122 | unknown
316176 | AB2-169 MAIN | PJM | 345 | 115 | 362 | 11122 | unknown
1001219 | STR_PT_XF_1219 | PJM | 345 | 1 | 362 | 11122 | unknown
100143 | KENNEBUNK LP | ISONE | 101 | 115 | 100 | 12288 | unknown |  |  |  | 43.3969 | -70.6174 | 5 | 43.3969 | -70.6174 | 5
100144 | SECT 163A TP | ISONE | 101 | 115 | 100 | 12288 | unknown |  |  |  | 43.3969 | -70.6174 | 5 | 43.3969 | -70.6174 | 5
100152 | RILEY | ISONE | 101 | 115 | 100 | 12289 | unknown | [6 empty] | 44.5317 | -70.523 | 55
100304 | RILEY_C | ISONE | 101 | 115 | 100 | 12289 | unknown | [6 empty] | 44.5317 | -70.523 | 55
100187 | SECT 63AC TP | ISONE | 101 | 115 | 100 | 12290 | unknown
100195 | EMBDEN | ISONE | 101 | 115 | 100 | 12290 | unknown
100212 | HEYWOOD ROAD | ISONE | 101 | 115 | 100 | 12291 | unknown |  |  |  | 44.5742 | -69.5091 | 10783 | 44.5742 | -69.5091 | 10783
100310 | HEYWOOD RD_C | ISONE | 101 | 115 | 100 | 12291 | unknown |  |  |  | 44.5742 | -69.5091 | 10783 | 44.5742 | -69.5091 | 10783
100224 | STARKS | ISONE | 101 | 115 | 100 | 12292 | unknown
100225 | STARKS_C | ISONE | 101 | 115 | 100 | 12292 | unknown
100601 | CMP_205_EM | ISONE | 101 | 115 | 100 | 12293 | unknown |  |  |  | 44.7403 | -68.7539 | 10781 | 44.7403 | -68.7539 | 10781
103034 | BETTS ROAD | ISONE | 101 | 115 | 102 | 12293 | unknown |  |  |  | 44.7403 | -68.7539 | 10781 | 44.7403 | -68.7539 | 10781
102074 | STRATTON | ISONE | 101 | 34.5 | 100 | 12294 | unknown
102079 | SECT 32A TAP | ISONE | 101 | 34.5 | 100 | 12294 | unknown
102097 | BENTONSWITCH | ISONE | 101 | 34.5 | 100 | 12295 | unknown | [6 empty] | 44.5742 | -69.5091 | 10783
102105 | BENTON SW2 | ISONE | 101 | 34.5 | 100 | 12295 | unknown | [6 empty] | 44.5742 | -69.5091 | 10783
102130 | SECT 19 TAP | ISONE | 101 | 34.5 | 100 | 12296 | unknown
102143 | C. 263D1 | ISONE | 101 | 34.5 | 100 | 12296 | unknown
102185 | BRYANT POND | ISONE | 101 | 34.5 | 100 | 12297 | unknown | [6 empty] | 44.5317 | -70.523 | 55
102189 | SECT 90A TAP | ISONE | 101 | 34.5 | 100 | 12297 | unknown | [6 empty] | 44.5317 | -70.523 | 55
102186 | LOCKE MILLS | ISONE | 101 | 34.5 | 100 | 12298 | unknown
102190 | SECT 90B TAP | ISONE | 101 | 34.5 | 100 | 12298 | unknown
102204 | SWITCH 25/77 | ISONE | 101 | 34.5 | 100 | 12299 | unknown |  |  |  | 43.9912 | -69.6713 | 3 | 43.9912 | -69.6713 | 3
102214 | WISCASSET | ISONE | 101 | 34.5 | 100 | 12299 | unknown |  |  |  | 43.9912 | -69.6713 | 3 | 43.9912 | -69.6713 | 3
102212 | SECT 16 SW | ISONE | 101 | 34.5 | 100 | 12300 | unknown | [6 empty] | 43.9912 | -69.6713 | 3
102213 | SECT 18 SW | ISONE | 101 | 34.5 | 100 | 12300 | unknown | [6 empty] | 43.9912 | -69.6713 | 3
102221 | WASHINGTONST | ISONE | 101 | 34.5 | 100 | 12301 | unknown
102222 | BATH IRON WK | ISONE | 101 | 34.5 | 100 | 12301 | unknown
102253 | WESTERN AVE2 | ISONE | 101 | 34.5 | 100 | 12302 | unknown |  |  |  | 43.6516 | -70.3603 | 58 | 43.6516 | -70.3603 | 58
102260 | WESTERN AVE1 | ISONE | 101 | 34.5 | 100 | 12302 | unknown |  |  |  | 43.6516 | -70.3603 | 58 | 43.6516 | -70.3603 | 58
102254 | LONG CREEK F | ISONE | 101 | 34.5 | 100 | 12303 | unknown |  |  |  | 43.6516 | -70.3603 | 22 | 43.6516 | -70.3603 | 22
102255 | LONG CREEK N | ISONE | 101 | 34.5 | 100 | 12303 | unknown |  |  |  | 43.6516 | -70.3603 | 22 | 43.6516 | -70.3603 | 22
103015 | ENFIELD ME | ISONE | 101 | 115 | 102 | 12304 | unknown | [5 empty] | 132 |  |  | 132
103601 | EM_64_COV | ISONE | 101 | 115 | 102 | 12304 | unknown | [5 empty] | 132 |  |  | 132
103021 | EPPING TAP | ISONE | 101 | 115 | 102 | 12305 | unknown
103095 | EPPING TAP_C | ISONE | 101 | 115 | 102 | 12305 | unknown
103164 | PASSAD_COLSS | ISONE | 101 | 34.5 | 102 | 12306 | unknown
103167 | PASSAD_PPCTO | ISONE | 101 | 34.5 | 102 | 12306 | unknown
103710 | ELIOT | ISONE | 101 | 345 | 103 | 12307 | known |  | 43.1676 | -70.8177
103712 | ES_3022_CMP | ISONE | 101 | 345 | 103 | 12307 | known |  | 43.1676 | -70.8177
103716 | 3RIVERS-R169 | ISONE | 101 | 115 | 103 | 12308 | unknown |  |  |  | 43.3969 | -70.6174 | 5 | 43.3969 | -70.6174 | 5
103717 | ES_197_CMP | ISONE | 101 | 115 | 103 | 12308 | unknown |  |  |  | 43.3969 | -70.6174 | 5 | 43.3969 | -70.6174 | 5
103718 | 3RIVERS-N133 | ISONE | 101 | 115 | 103 | 12308 | unknown |  |  |  | 43.3969 | -70.6174 | 5 | 43.3969 | -70.6174 | 5
103719 | ES_250_CMP | ISONE | 101 | 115 | 103 | 12308 | unknown |  |  |  | 43.3969 | -70.6174 | 5 | 43.3969 | -70.6174 | 5
103720 | 3RIVERSN13_C | ISONE | 101 | 115 | 103 | 12308 | unknown |  |  |  | 43.3969 | -70.6174 | 5 | 43.3969 | -70.6174 | 5
104113 | ES_A253_NGR | ISONE | 101 | 230 | 104 | 12309 | unknown |  |  |  | 42.8739 | -71.4392 | 12316 | 44.1189 | -72.4988 | 315
106011 | DUNBARTAN TP | ISONE | 101 | 230 | 105 | 12309 | unknown |  |  |  | 42.8739 | -71.4392 | 12316 | 44.1189 | -72.4988 | 315
104210 | PARIS | ISONE | 101 | 115 | 104 | 12310 | unknown
104212 | ES_Y185_GRW | ISONE | 101 | 115 | 104 | 12310 | unknown
104781 | WATTS BROOK | ISONE | 101 | 115 | 104 | 12311 | known |  | 42.8914 | -71.432
104789 | ES_L109_GRE | ISONE | 101 | 115 | 104 | 12311 | known
104836 | GREGGS | ISONE | 101 | 115 | 104 | 12312 | known |  | 43.016 | -71.569
104869 | GREGGS_R | ISONE | 101 | 115 | 104 | 12312 | known |  | 43.016 | -71.569
105114 | GW_FSH_P035 | ISONE | 101 | 34.5 | 104 | 12313 | unknown
105115 | GW_FSH_P036 | ISONE | 101 | 34.5 | 104 | 12313 | unknown
105118 | GW_FSH_J4 | ISONE | 101 | 34.5 | 104 | 12313 | unknown
105126 | GW_OWL_P032 | ISONE | 101 | 34.5 | 104 | 12314 | unknown
105129 | GW_OWL_P033 | ISONE | 101 | 34.5 | 104 | 12314 | unknown
106012 | N.LITCHFLD1 | ISONE | 101 | 230 | 105 | 12315 | known |  | 42.8739 | -71.4392
106100 | NGR_K211_GRE | ISONE | 101 | 230 | 105 | 12315 | known
106013 | N.LITCHFLD2 | ISONE | 101 | 230 | 105 | 12316 | known |  | 42.8739 | -71.4392
106101 | NGR_L212_GRE | ISONE | 101 | 230 | 105 | 12316 | known
106022 | ASCUTNEY_TAP | ISONE | 101 | 115 | 105 | 12317 | unknown | [6 empty] | 43.4291 | -72.6604 | 292
106103 | NG_K149_VEL | ISONE | 101 | 115 | 105 | 12317 | unknown | [6 empty] | 43.4291 | -72.6604 | 292
106086 | GOLDHLR | ISONE | 101 | 345 | 105 | 12318 | known
114398 | GOLDNHL349XY | ISONE | 101 | 345 | 111 | 12318 | known |  | 42.4718 | -71.0454
115017 | NGR_349X_NST | ISONE | 101 | 345 | 111 | 12318 | known
115018 | NGR_349Y_NST | ISONE | 101 | 345 | 111 | 12318 | known
107840 | WILLISTON | ISONE | 101 | 115 | 107 | 12319 | unknown |  |  |  | 44.1192 | -73.1653 | 295 | 44.1192 | -73.1653 | 295
107841 | WILLISTON_C | ISONE | 101 | 115 | 107 | 12319 | unknown |  |  |  | 44.1192 | -73.1653 | 295 | 44.1192 | -73.1653 | 295
108015 | FIBERMARK_TP | ISONE | 101 | 69 | 107 | 12320 | unknown
108020 | FIBERMARK | ISONE | 101 | 69 | 107 | 12320 | unknown
108084 | NGR_6601_GMP | ISONE | 101 | 69 | 107 | 12321 | unknown
108085 | NGR_6602_GMP | ISONE | 101 | 69 | 107 | 12321 | unknown
109516 | SEARSBURG_S | ISONE | 101 | 69 | 108 | 12321 | unknown
109574 | SEARSBURG_N | ISONE | 101 | 69 | 108 | 12321 | unknown
108160 | VT CASTING_T | ISONE | 101 | 46 | 107 | 12322 | unknown
108161 | VT CASTINGS | ISONE | 101 | 46 | 107 | 12322 | unknown
108866 | BED_333S | ISONE | 101 | 13.8 | 107 | 12323 | unknown
108879 | BED_715S | ISONE | 101 | 13.8 | 107 | 12323 | unknown
108868 | BED_6010 | ISONE | 101 | 13.8 | 107 | 12324 | unknown
108885 | BED_303S | ISONE | 101 | 13.8 | 107 | 12324 | unknown
108871 | BED_EAV_BUS3 | ISONE | 101 | 13.8 | 107 | 12325 | unknown
108872 | BED_EAV_BUS4 | ISONE | 101 | 13.8 | 107 | 12325 | unknown
108883 | BED_GT2 | ISONE | 101 | 13.8 | 107 | 12326 | unknown
108884 | BURLINGTN_GT | ISONE | 101 | 13.8 | 107 | 12326 | unknown
108889 | BED_GT3 | ISONE | 101 | 13.8 | 107 | 12326 | unknown
110786 | STOUGHTON | ISONE | 101 | 345 | 110 | 12327 | known |  | 42.1416 | -71.1009
111803 | STOUGHTON_R1 | ISONE | 101 | 345 | 110 | 12327 | known
111804 | STOUGHTON_R2 | ISONE | 101 | 345 | 110 | 12327 | known
111805 | STOUGHTON_R3 | ISONE | 101 | 345 | 110 | 12327 | known
111806 | STOUGHTON_R4 | ISONE | 101 | 345 | 110 | 12327 | known
110875 | PURCHASE 29 | ISONE | 101 | 115 | 110 | 12328 | unknown
114874 | PURCHASE29_T | ISONE | 101 | 115 | 111 | 12328 | unknown
110876 | PURCHASE 30 | ISONE | 101 | 115 | 110 | 12329 | unknown
114875 | PURCHASE30_T | ISONE | 101 | 115 | 111 | 12329 | unknown
110903 | ES478-502BE | ISONE | 101 | 115 | 110 | 12330 | unknown |  |  |  | 42.2 | -71 | 615 | 42.2 | -71 | 615
110904 | SWIFTS B_TAP | ISONE | 101 | 115 | 110 | 12330 | unknown |  |  |  | 42.2 | -71 | 615 | 42.2 | -71 | 615
111149 | HORSEPDTP108 | ISONE | 101 | 115 | 110 | 12331 | unknown
111157 | HORSE PD TAP | ISONE | 101 | 115 | 110 | 12331 | unknown
111158 | HORSEPDTP113 | ISONE | 101 | 115 | 110 | 12331 | unknown
111202 | BARNSTABLE | ISONE | 101 | 115 | 110 | 12332 | known |  | 41.686 | -70.2846
111342 | TSP | ISONE | 101 | 115 | 110 | 12332 | known
111343 | QP624_TSP0 | ISONE | 101 | 115 | 110 | 12332 | known
111400 | BARNSTABLE_C | ISONE | 101 | 115 | 110 | 12332 | known
111206 | FALMOUTH TAP | ISONE | 101 | 115 | 110 | 12333 | known
111401 | FALMOUTH T_C | ISONE | 101 | 115 | 110 | 12333 | known
111407 | FAL TAP 136 | ISONE | 101 | 115 | 110 | 12333 | known |  | 41.6183 | -70.5543
111257 | HIGH_HL_111 | ISONE | 101 | 115 | 110 | 12334 | unknown
111266 | HIGH HILL | ISONE | 101 | 115 | 110 | 12334 | unknown
111286 | HIGH_HILL_C | ISONE | 101 | 115 | 110 | 12334 | unknown
111269 | IND PRK 112T | ISONE | 101 | 115 | 110 | 12335 | unknown
111277 | IND PRK 114T | ISONE | 101 | 115 | 110 | 12335 | unknown
111270 | CRYSTAL_114T | ISONE | 101 | 115 | 110 | 12336 | unknown
111274 | CRYSTAL_TAP | ISONE | 101 | 115 | 110 | 12336 | unknown
111280 | CRYSTAL_112T | ISONE | 101 | 115 | 110 | 12336 | unknown
111278 | DPA 111 TAP | ISONE | 101 | 115 | 110 | 12337 | unknown
111281 | ES_111_DPA | ISONE | 101 | 115 | 110 | 12337 | unknown
111716 | GROVE ST_TAP | ISONE | 101 | 115 | 110 | 12338 | unknown | [6 empty] | 42.2 | -71 | 615
111724 | GROVE STREET | ISONE | 101 | 115 | 110 | 12338 | unknown | [6 empty] | 42.2 | -71 | 615
111725 | ES478-509BE | ISONE | 101 | 115 | 110 | 12338 | unknown | [6 empty] | 42.2 | -71 | 615
113019 | OTTER RIVER | ISONE | 101 | 69 | 111 | 12339 | unknown
113032 | N BLDWNVL_A1 | ISONE | 101 | 69 | 111 | 12339 | unknown
113055 | N BLDWNVL_B2 | ISONE | 101 | 69 | 111 | 12339 | unknown
113026 | KIBBE P.210 | ISONE | 101 | 69 | 111 | 12340 | unknown | [6 empty] | 42.195 | -72.4468 | 904
113050 | KIBBE RD N14 | ISONE | 101 | 69 | 111 | 12340 | unknown | [6 empty] | 42.195 | -72.4468 | 904
113051 | KIBBE RD O15 | ISONE | 101 | 69 | 111 | 12340 | unknown | [6 empty] | 42.195 | -72.4468 | 904
113033 | BELCHRTWN_F6 | ISONE | 101 | 69 | 111 | 12341 | unknown
113035 | BELCHRTWN_E5 | ISONE | 101 | 69 | 111 | 12341 | unknown
113056 | BLCHRTWN_JCT | ISONE | 101 | 69 | 111 | 12341 | unknown
113270 | WYMNGRDN42_T | ISONE | 101 | 115 | 111 | 12342 | unknown
113271 | WYMNGRDN57_T | ISONE | 101 | 115 | 111 | 12342 | unknown
113304 | WYMAN GORDAN | ISONE | 101 | 115 | 111 | 12342 | unknown
113309 | TWR510-B128 | ISONE | 101 | 115 | 111 | 12343 | unknown
113408 | TWR510-A127 | ISONE | 101 | 115 | 111 | 12343 | unknown
113419 | TWR510-Z126 | ISONE | 101 | 115 | 111 | 12343 | unknown
113310 | DEVENS 2 | ISONE | 101 | 69 | 111 | 12344 | unknown | [6 empty] | 42.5684 | -71.5304 | 782
113333 | DEVENS 1 | ISONE | 101 | 69 | 111 | 12344 | unknown | [6 empty] | 42.5684 | -71.5304 | 782
113349 | NGR_U21S_DEV | ISONE | 101 | 69 | 111 | 12344 | unknown | [6 empty] | 42.5684 | -71.5304 | 782
113412 | NGR_U21E_DEV | ISONE | 101 | 69 | 111 | 12344 | unknown | [6 empty] | 42.5684 | -71.5304 | 782
113340 | N GRAFTON 35 | ISONE | 101 | 69 | 111 | 12345 | unknown
113350 | N GRAFTON 24 | ISONE | 101 | 69 | 111 | 12345 | unknown
113348 | PROSPECT_V22 | ISONE | 101 | 69 | 111 | 12346 | unknown | [6 empty] | 42.5684 | -71.5304 | 782
113441 | PROSPCT_V22E | ISONE | 101 | 69 | 111 | 12346 | unknown | [6 empty] | 42.5684 | -71.5304 | 782
113944 | LITTLETON 7 | ISONE | 101 | 115 | 111 | 12347 | unknown |  |  |  | 42.5684 | -71.5304 | 782 | 42.5684 | -71.5304 | 782
113958 | LITTLETN37_T | ISONE | 101 | 115 | 111 | 12347 | unknown |  |  |  | 42.5684 | -71.5304 | 782 | 42.5684 | -71.5304 | 782
115043 | NG_K137E_LTN | ISONE | 101 | 115 | 111 | 12347 | unknown |  |  |  | 42.5684 | -71.5304 | 782 | 42.5684 | -71.5304 | 782
113945 | LITTLETON 8 | ISONE | 101 | 115 | 111 | 12348 | unknown |  |  |  | 42.5684 | -71.5304 | 782 | 42.5684 | -71.5304 | 782
113959 | LITTLETN38_T | ISONE | 101 | 115 | 111 | 12348 | unknown |  |  |  | 42.5684 | -71.5304 | 782 | 42.5684 | -71.5304 | 782
115044 | NG_L138E_LTN | ISONE | 101 | 115 | 111 | 12348 | unknown |  |  |  | 42.5684 | -71.5304 | 782 | 42.5684 | -71.5304 | 782
113995 | N READING_45 | ISONE | 101 | 115 | 111 | 12349 | unknown | [8 empty] | 816
114687 | N READING 1 | ISONE | 101 | 115 | 111 | 12349 | unknown | [8 empty] | 816
113999 | N READING_46 | ISONE | 101 | 115 | 111 | 12350 | unknown | [8 empty] | 816
114688 | N READING 2 | ISONE | 101 | 115 | 111 | 12350 | unknown | [8 empty] | 816
114059 | GROVELAND_29 | ISONE | 101 | 23 | 111 | 12351 | unknown | [5 empty] | 776 |  |  | 776
114373 | GROVELAND | ISONE | 101 | 23 | 111 | 12351 | unknown | [5 empty] | 776 |  |  | 776
114400 | GH TAP F158 | ISONE | 101 | 115 | 111 | 12352 | unknown | [6 empty] | 42.4144 | -71.0717 | 805
114401 | GH TAP Q169 | ISONE | 101 | 115 | 111 | 12352 | unknown | [6 empty] | 42.4144 | -71.0717 | 805
114410 | GOLDNHL45-58 | ISONE | 101 | 115 | 111 | 12352 | unknown | [6 empty] | 42.4144 | -71.0717 | 805
114475 | GOLDNHL46-69 | ISONE | 101 | 115 | 111 | 12352 | unknown | [6 empty] | 42.4144 | -71.0717 | 805
114425 | WAKEFLD 58_T | ISONE | 101 | 115 | 111 | 12353 | unknown | [5 empty] | 816 |  |  | 816
114722 | WAKEFLD_58 | ISONE | 101 | 115 | 111 | 12353 | unknown | [5 empty] | 816 |  |  | 816
114426 | WAKEFLD 69_T | ISONE | 101 | 115 | 111 | 12354 | unknown | [5 empty] | 816 |  |  | 816
114723 | WAKEFLD_69 | ISONE | 101 | 115 | 111 | 12354 | unknown | [5 empty] | 816 |  |  | 816
114736 | V148_TAP | ISONE | 101 | 115 | 111 | 12355 | unknown
117003 | ROBINSON AVE | ISONE | 101 | 115 | 114 | 12355 | unknown
117013 | P11_TAP | ISONE | 101 | 115 | 114 | 12355 | unknown
114753 | N ATTLB 81_T | ISONE | 101 | 115 | 111 | 12356 | unknown | [5 empty] | 858 |  |  | 858
114754 | N ATTLB 82_T | ISONE | 101 | 115 | 111 | 12356 | unknown | [5 empty] | 858 |  |  | 858
114876 | NGR_C181_NAT | ISONE | 101 | 115 | 111 | 12356 | unknown | [5 empty] | 858 |  |  | 858
114877 | NGR_D182_NAT | ISONE | 101 | 115 | 111 | 12356 | unknown | [5 empty] | 858 |  |  | 858
115434 | N ATLBORO_81 | ISONE | 101 | 115 | 111 | 12356 | unknown | [5 empty] | 858 |  |  | 858
115435 | N ATLBORO_82 | ISONE | 101 | 115 | 111 | 12356 | unknown | [5 empty] | 858 |  |  | 858
114878 | NGR_C181_MAN | ISONE | 101 | 115 | 111 | 12357 | unknown
114879 | NGR_D182_MAN | ISONE | 101 | 115 | 111 | 12357 | unknown
115440 | MANSFIELD_81 | ISONE | 101 | 115 | 111 | 12357 | unknown
115441 | MANSFIELD_82 | ISONE | 101 | 115 | 111 | 12357 | unknown
115041 | NGR_S8_TMLP | ISONE | 101 | 115 | 111 | 12358 | unknown | [6 empty] | 41.9721 | -71.017 | 869
115720 | S8_TAP | ISONE | 101 | 115 | 111 | 12358 | unknown | [6 empty] | 41.9721 | -71.017 | 869
115042 | NGR_V5_TMLP | ISONE | 101 | 115 | 111 | 12359 | unknown |  |  |  | 41.9721 | -71.017 | 869 | 41.8316 | -71.1244 | 892
115721 | V5_TAP | ISONE | 101 | 115 | 111 | 12359 | unknown |  |  |  | 41.9721 | -71.017 | 869 | 41.8316 | -71.1244 | 892
115471 | HANOVER C3_T | ISONE | 101 | 115 | 111 | 12360 | unknown | [8 empty] | 870
115474 | HANOVER H1_T | ISONE | 101 | 115 | 111 | 12360 | unknown | [8 empty] | 870
115504 | PHILP_LN | ISONE | 101 | 115 | 111 | 12360 | unknown | [8 empty] | 870
116106 | ES_A127E_NGR | ISONE | 101 | 115 | 112 | 12361 | unknown |  |  |  | 42.6112 | -72.4684 | 902 | 42.6112 | -72.4684 | 902
116107 | ERVING | ISONE | 101 | 115 | 112 | 12361 | unknown |  |  |  | 42.6112 | -72.4684 | 902 | 42.6112 | -72.4684 | 902
116109 | NGR_A127W_ES | ISONE | 101 | 115 | 112 | 12361 | unknown |  |  |  | 42.6112 | -72.4684 | 902 | 42.6112 | -72.4684 | 902
116134 | ES_1638_CELD | ISONE | 101 | 115 | 112 | 12362 | unknown | [6 empty] | 42.0907 | -72.6349 | 906
116141 | FAIRMONT | ISONE | 101 | 115 | 112 | 12362 | unknown | [6 empty] | 42.0907 | -72.6349 | 906
116233 | ES_1657_HGE | ISONE | 101 | 115 | 112 | 12363 | unknown
116236 | SOUTHAMPTN_J | ISONE | 101 | 115 | 112 | 12363 | unknown
117441 | CANONICUS_L1 | ISONE | 101 | 115 | 114 | 12364 | unknown
117442 | CANONICUS_M1 | ISONE | 101 | 115 | 114 | 12364 | unknown
119168 | HADDAM NECK | ISONE | 101 | 345 | 116 | 12365 | known |  | 41.4286 | -72.1041
119169 | HADDAM NCK_R | ISONE | 101 | 345 | 116 | 12365 | known
119220 | BESECK | ISONE | 101 | 345 | 116 | 12366 | known |  | 41.4892 | -72.755
119221 | BESECK_R | ISONE | 101 | 345 | 116 | 12366 | known
119337 | NORWALK-JC_R | ISONE | 101 | 345 | 116 | 12367 | known
119350 | NORWALK-JD_R | ISONE | 101 | 345 | 116 | 12367 | known
119363 | NORWALK_J | ISONE | 101 | 345 | 116 | 12367 | known |  | 41.1273 | -73.4286
120569 | ES_1355_CMEC | ISONE | 101 | 115 | 116 | 12368 | unknown
120578 | COLONY | ISONE | 101 | 115 | 116 | 12368 | unknown
120587 | ES_1588_CMEC | ISONE | 101 | 115 | 116 | 12368 | unknown
120596 | CMEC_1588_ES | ISONE | 101 | 115 | 116 | 12369 | unknown | [6 empty] | 41.4609 | -72.4774 | 1039
120605 | N-WALLINGFRD | ISONE | 101 | 115 | 116 | 12369 | unknown | [6 empty] | 41.4609 | -72.4774 | 1039
120614 | ES_1466_CMEC | ISONE | 101 | 115 | 116 | 12369 | unknown | [6 empty] | 41.4609 | -72.4774 | 1039
120713 | ES_1630_UI | ISONE | 101 | 115 | 116 | 12370 | unknown
120722 | WALREC_T | ISONE | 101 | 115 | 116 | 12370 | unknown
120723 | WALREC | ISONE | 101 | 115 | 116 | 12370 | unknown
123128 | YALE DG 1 | ISONE | 101 | 13.8 | 117 | 12371 | unknown
123129 | YALE DG 2 | ISONE | 101 | 13.8 | 117 | 12371 | unknown
123216 | WEST RVR_87 | ISONE | 101 | 115 | 117 | 12372 | unknown | [8 empty] | 1171
123780 | WEST RIVER A | ISONE | 101 | 115 | 117 | 12372 | unknown | [8 empty] | 1171
123782 | WEST RIVER B | ISONE | 101 | 115 | 117 | 12372 | unknown | [8 empty] | 1171
125044 | REYNOLDS | NYISO | 7 | 115 | 154 | 12373 | unknown
125198 | DR CBLTP | NYISO | 7 | 115 | 154 | 12373 | unknown
125056 | VINEGAR | NYISO | 5 | 115 | 177 | 12374 | unknown
130859 | VIN T115 | NYISO | 5 | 115 | 151 | 12374 | unknown
125133 | E_SWITCH | NYISO | 7 | 69 | 154 | 12375 | unknown | [5 empty] | 1214 |  |  | 1214
125134 | G_SWITCH | NYISO | 7 | 69 | 154 | 12375 | unknown | [5 empty] | 1214 |  |  | 1214
126266 | DUNWOODIE | NYISO | 9 | 345 | 169 | 12376 | known |  | 40.938 | -73.86
126600 | REAC71 | NYISO | 9 | 345 | 169 | 12376 | known
126601 | REAC72 | NYISO | 9 | 345 | 169 | 12376 | known
128541 | VW CAP BANK | NYISO | 7 | 345 | 176 | 12377 | known |  | 41.9744 | -73.7988
128542 | VW CB 1 | NYISO | 7 | 345 | 176 | 12377 | known
128543 | VW CB 2 | NYISO | 7 | 345 | 176 | 12377 | known
128701 | ASTOR REAC | NYISO | 10 | 345 | 170 | 12378 | known
147829 | ASTOR345 | NYISO | 10 | 345 | 170 | 12378 | known |  | 40.7877 | -73.9093
129460 | SILLS RD | NYISO | 11 | 138 | 156 | 12379 | known |  | 40.8195 | -72.9387
129461 | SILLS RD2 | NYISO | 11 | 138 | 156 | 12379 | known
129537 | GRT NECK | NYISO | 11 | 69 | 156 | 12380 | unknown |  |  |  | 40.7531 | -73.7011 | 1376 | 40.7531 | -73.7011 | 1376
129538 | GRT NECK | NYISO | 11 | 69 | 156 | 12380 | unknown |  |  |  | 40.7531 | -73.7011 | 1376 | 40.7531 | -73.7011 | 1376
129630 | MASPEQUA2 | NYISO | 11 | 69 | 156 | 12381 | unknown | [6 empty] | 40.7625 | -73.4181 | 1382
129631 | MASPEQUA | NYISO | 11 | 69 | 156 | 12381 | unknown | [6 empty] | 40.7625 | -73.4181 | 1382
129662 | BETHPAGE | NYISO | 11 | 69 | 156 | 12382 | unknown
129663 | BETHPAGE2 | NYISO | 11 | 69 | 156 | 12382 | unknown
129683 | NSCONSET | NYISO | 11 | 69 | 156 | 12383 | unknown | [5 empty] | 1360 |  |  | 1360
129684 | NSCONS 2 | NYISO | 11 | 69 | 156 | 12383 | unknown | [5 empty] | 1360 |  |  | 1360
129813 | JAMESPRT | NYISO | 11 | 69 | 156 | 12384 | unknown
129814 | JAMESPRT2 | NYISO | 11 | 69 | 156 | 12384 | unknown
129843 | W.FLOYD1 | NYISO | 11 | 69 | 156 | 12385 | unknown | [6 empty] | 40.8195 | -72.9387 | 12379
129844 | W.FLOYD2 | NYISO | 11 | 69 | 156 | 12385 | unknown | [6 empty] | 40.8195 | -72.9387 | 12379
130608 | Q649_PSUCOL1 | NYISO | 11 | 69 | 156 | 12385 | unknown | [6 empty] | 40.8195 | -72.9387 | 12379
129857 | BHAMP2 | NYISO | 11 | 69 | 156 | 12386 | unknown | [5 empty] | 1372 |  |  | 1372
129859 | BRGHMPTN | NYISO | 11 | 69 | 156 | 12386 | unknown | [5 empty] | 1372 |  |  | 1372
129860 | BHMPTMID | NYISO | 11 | 69 | 156 | 12386 | unknown | [5 empty] | 1372 |  |  | 1372
129890 | TIANA1 | NYISO | 11 | 69 | 156 | 12387 | unknown
129891 | TIANA2 | NYISO | 11 | 69 | 156 | 12387 | unknown
129914 | LONGBCH | NYISO | 11 | 34.5 | 156 | 12388 | unknown | [5 empty] | 1342 |  |  | 1342
129933 | LONGBCH2 | NYISO | 11 | 34.5 | 156 | 12388 | unknown | [5 empty] | 1342 |  |  | 1342
129976 | OCEAN4T1 | NYISO | 11 | 34.5 | 156 | 12389 | unknown | [5 empty] | 1342 |  |  | 1342
129977 | OCEAN4T2 | NYISO | 11 | 34.5 | 156 | 12389 | unknown | [5 empty] | 1342 |  |  | 1342
129993 | MERICKRR | NYISO | 11 | 34.5 | 156 | 12390 | unknown | [6 empty] | 40.7601 | -73.5357 | 1340
129994 | MERICKTAP | NYISO | 11 | 34.5 | 156 | 12390 | unknown | [6 empty] | 40.7601 | -73.5357 | 1340
130619 | Q650_POI | NYISO | 11 | 69 | 156 | 12391 | unknown
130620 | Q650_PSUCOL1 | NYISO | 11 | 69 | 156 | 12391 | unknown
130791 | CORN TP1 | NYISO | 3 | 115 | 150 | 12392 | unknown | [8 empty] | 1470
130792 | CORN TP2 | NYISO | 3 | 115 | 150 | 12392 | unknown | [8 empty] | 1470
131395 | CORN1115 | NYISO | 3 | 115 | 150 | 12392 | unknown | [8 empty] | 1470
131396 | CORN2115 | NYISO | 3 | 115 | 150 | 12392 | unknown | [8 empty] | 1470
131397 | E.ITH115 | NYISO | 3 | 115 | 150 | 12392 | unknown | [8 empty] | 1470
131399 | CORNEL $ | NYISO | 3 | 115 | 150 | 12392 | unknown | [8 empty] | 1470
130884 | AUB HSC$ | NYISO | 3 | 34.5 | 150 | 12393 | unknown
130920 | STRYKER | NYISO | 3 | 34.5 | 150 | 12393 | unknown
130901 | GRANT AV | NYISO | 3 | 34.5 | 150 | 12394 | unknown | [6 empty] | 42.9725 | -76.1181 | 1693
130902 | GRANT TP | NYISO | 3 | 34.5 | 150 | 12394 | unknown | [6 empty] | 42.9725 | -76.1181 | 1693
130958 | L-109 P | NYISO | 6 | 34.5 | 165 | 12395 | unknown
130976 | L-269 P1 | NYISO | 6 | 34.5 | 165 | 12395 | unknown
130979 | L-375 TA | NYISO | 6 | 34.5 | 165 | 12396 | unknown
130982 | MELLENVL | NYISO | 6 | 34.5 | 165 | 12396 | unknown
130986 | P6R-L425 | NYISO | 6 | 34.5 | 165 | 12397 | unknown
131009 | P6-L425 | NYISO | 6 | 34.5 | 165 | 12397 | unknown
131006 | W.LEB S | NYISO | 6 | 34.5 | 165 | 12398 | unknown
131007 | W.LEBAN | NYISO | 6 | 34.5 | 165 | 12398 | unknown
131038 | CLARK BUS 1 | NYISO | 3 | 34.5 | 150 | 12399 | unknown | [6 empty] | 42.1366 | -75.9822 | 1433
131108 | CLARK BUS 2 | NYISO | 3 | 34.5 | 150 | 12399 | unknown | [6 empty] | 42.1366 | -75.9822 | 1433
131042 | WOODFORD | NYISO | 3 | 34.5 | 150 | 12400 | unknown | [6 empty] | 42.1366 | -75.9822 | 1433
131064 | L361 DIST | NYISO | 3 | 34.5 | 150 | 12400 | unknown | [6 empty] | 42.1366 | -75.9822 | 1433
131052 | GREENE-N | NYISO | 3 | 34.5 | 150 | 12401 | unknown
147900 | GREENE M | NYISO | 3 | 34.5 | 146 | 12401 | unknown
131076 | OWEGO TP | NYISO | 3 | 34.5 | 150 | 12402 | unknown | [6 empty] | 42.1366 | -75.9822 | 1433
131077 | OWEGO 34 | NYISO | 3 | 34.5 | 150 | 12402 | unknown | [6 empty] | 42.1366 | -75.9822 | 1433
131094 | WHITN PT | NYISO | 3 | 34.5 | 150 | 12403 | unknown
131102 | WHIT SW1 | NYISO | 3 | 34.5 | 150 | 12403 | unknown
131839 | WHIT SW2 | NYISO | 3 | 34.5 | 150 | 12403 | unknown
131119 | PAT HOU$ | NYISO | 8 | 46 | 174 | 12404 | unknown
131139 | HAVILAND | NYISO | 8 | 46 | 174 | 12404 | unknown
131145 | PEACH L1 | NYISO | 8 | 46 | 174 | 12405 | unknown
131146 | PEACH TP | NYISO | 8 | 46 | 174 | 12405 | unknown
131181 | COLD S34 | NYISO | 3 | 34.5 | 150 | 12406 | unknown
131216 | TAYLOR W | NYISO | 3 | 34.5 | 150 | 12406 | unknown
131239 | DIKE TAP | NYISO | 3 | 34.5 | 150 | 12407 | unknown
131240 | DIKE HY$ | NYISO | 3 | 34.5 | 150 | 12407 | unknown
131244 | GARLOCK$ | NYISO | 3 | 34.5 | 150 | 12408 | unknown
131311 | GARLOCKS | NYISO | 3 | 34.5 | 150 | 12408 | unknown
131245 | NEWARK $ | NYISO | 3 | 34.5 | 150 | 12409 | unknown
131302 | VAN BR 1 | NYISO | 3 | 34.5 | 150 | 12409 | unknown
131303 | VAN BR 2 | NYISO | 3 | 34.5 | 150 | 12409 | unknown
131304 | VAN BR T | NYISO | 3 | 34.5 | 150 | 12409 | unknown
131258 | FLAT ST1 | NYISO | 3 | 34.5 | 150 | 12410 | unknown | [6 empty] | 42.6796 | -76.948 | 1517
131289 | FLAT TAP | NYISO | 3 | 34.5 | 150 | 12410 | unknown | [6 empty] | 42.6796 | -76.948 | 1517
131273 | LEHIGH 1 | NYISO | 3 | 34.5 | 150 | 12411 | unknown
131309 | LEHIGH 2 | NYISO | 3 | 34.5 | 150 | 12411 | unknown
131274 | LYONS 34 | NYISO | 3 | 34.5 | 150 | 12412 | unknown | [6 empty] | 42.9725 | -76.1181 | 1693
131860 | FGRLKMLL | NYISO | 3 | 34.5 | 150 | 12412 | unknown | [6 empty] | 42.9725 | -76.1181 | 1693
131299 | ST JOHN | NYISO | 3 | 34.5 | 150 | 12413 | unknown
147919 | PENN YAN | NYISO | 3 | 34.5 | 146 | 12413 | unknown
131318 | SLVRC141 | NYISO | 1 | 115 | 149 | 12414 | unknown
135264 | SLVRC142 | NYISO | 1 | 115 | 145 | 12414 | unknown
131366 | L- 1065 | NYISO | 3 | 34.5 | 150 | 12415 | unknown
131372 | L-738 34 | NYISO | 3 | 34.5 | 150 | 12415 | unknown
131400 | FING LK$ | NYISO | 3 | 34.5 | 150 | 12416 | unknown
131429 | MORAVIA | NYISO | 3 | 34.5 | 150 | 12416 | unknown
131415 | CORNEL T | NYISO | 3 | 34.5 | 150 | 12417 | unknown
131446 | TCCC TAP | NYISO | 3 | 34.5 | 150 | 12417 | unknown
131479 | BLOSOM R | NYISO | 1 | 34.5 | 149 | 12418 | unknown
131480 | BLOSOM Y | NYISO | 1 | 34.5 | 149 | 12418 | unknown
131481 | HOLAND Y | NYISO | 1 | 34.5 | 149 | 12419 | unknown
131491 | COBHIL Y | NYISO | 1 | 34.5 | 149 | 12419 | unknown
134792 | CHAFFEE | NYISO | 1 | 34.5 | 149 | 12419 | unknown
131484 | BULLIS A | NYISO | 1 | 34.5 | 149 | 12420 | unknown | [6 empty] | 41.697 | -74.8787 | 1428
131485 | BULLIS B | NYISO | 1 | 34.5 | 149 | 12420 | unknown | [6 empty] | 41.697 | -74.8787 | 1428
131625 | LOCUST S | NYISO | 1 | 34.5 | 149 | 12421 | unknown
131626 | LOCUST T | NYISO | 1 | 34.5 | 149 | 12421 | unknown
131635 | A.LUDL L | NYISO | 1 | 34.5 | 149 | 12422 | unknown
131641 | A.LUD TP | NYISO | 1 | 34.5 | 149 | 12422 | unknown
131655 | ANDES115 | NYISO | 5 | 115 | 151 | 12423 | unknown | [5 empty] | 1426 |  |  | 1426
147872 | ANDES C | NYISO | 5 | 115 | 151 | 12423 | unknown | [5 empty] | 1426 |  |  | 1426
131657 | AXTEL115 | NYISO | 5 | 115 | 151 | 12424 | unknown
147876 | AXTELL C | NYISO | 5 | 115 | 151 | 12424 | unknown
131704 | MT UPT S | NYISO | 5 | 46 | 151 | 12425 | unknown
131705 | MT UPTON | NYISO | 5 | 46 | 151 | 12425 | unknown
131718 | COLUMBUS808 | NYISO | 5 | 46 | 151 | 12426 | unknown
131738 | COLUMBUS834 | NYISO | 5 | 46 | 151 | 12426 | unknown
131828 | P8A-L544 | NYISO | 6 | 34.5 | 165 | 12427 | unknown
131830 | P8-L544 | NYISO | 6 | 34.5 | 165 | 12427 | unknown
135286 | MOON-162 | NYISO | 1 | 115 | 145 | 12428 | known |  | 42.2841 | -79.2994
135586 | MOON-161 | NYISO | 1 | 115 | 145 | 12428 | known |  | 42.2841 | -79.2994
146238 | MOON SWITCH | NYISO | 1 | 115 | 145 | 12428 | known
135336 | TCG-MAT | NYISO | 1 | 34.5 | 145 | 12429 | unknown
135345 | FARMRSVL | NYISO | 1 | 34.5 | 145 | 12429 | unknown
135349 | MAYVL854 | NYISO | 1 | 34.5 | 145 | 12430 | unknown | [6 empty] | 42.2841 | -79.2994 | 12428
135355 | MAYVL855 | NYISO | 1 | 34.5 | 145 | 12430 | unknown | [6 empty] | 42.2841 | -79.2994 | 12428
147913 | MAYVILLE | NYISO | 1 | 34.5 | 145 | 12430 | unknown | [6 empty] | 42.2841 | -79.2994 | 12428
135456 | MTNS-120 | NYISO | 1 | 115 | 145 | 12431 | unknown | [5 empty] | 1657 |  |  | 1657
135647 | MTNSW | NYISO | 1 | 115 | 145 | 12431 | unknown | [5 empty] | 1657 |  |  | 1657
135547 | HOOKNRTH | NYISO | 1 | 115 | 145 | 12432 | unknown
147957 | PRAXAIR5 | NYISO | 1 | 115 | 145 | 12432 | unknown
135549 | HOOKNRTH | NYISO | 1 | 115 | 145 | 12433 | unknown
147958 | PRAXAIR6 | NYISO | 1 | 115 | 145 | 12433 | unknown
135835 | STA66 | NYISO | 1 | 34.5 | 145 | 12434 | unknown
135836 | ECWA-UN | NYISO | 1 | 34.5 | 145 | 12434 | unknown
136202 | HAM-CKTP | NYISO | 3 | 115 | 146 | 12435 | unknown
136228 | PALOMATP | NYISO | 3 | 115 | 146 | 12435 | unknown
136214 | LEE SCHL | NYISO | 3 | 115 | 146 | 12436 | unknown
136255 | E PULSKI | NYISO | 3 | 115 | 146 | 12436 | unknown
136220 | MILTN-18 | NYISO | 3 | 115 | 146 | 12437 | unknown |  |  |  | 42.9725 | -76.1181 | 1693 | 42.9725 | -76.1181 | 1693
136267 | MILTTAP1 | NYISO | 3 | 115 | 146 | 12437 | unknown |  |  |  | 42.9725 | -76.1181 | 1693 | 42.9725 | -76.1181 | 1693
136268 | MILTTAP2 | NYISO | 3 | 115 | 146 | 12437 | unknown |  |  |  | 42.9725 | -76.1181 | 1693 | 42.9725 | -76.1181 | 1693
136222 | NESTLE | NYISO | 3 | 115 | 146 | 12438 | unknown
136237 | SEALRGHT | NYISO | 3 | 115 | 146 | 12438 | unknown
136256 | NPG | NYISO | 3 | 115 | 146 | 12439 | unknown
136258 | CARRIER | NYISO | 3 | 115 | 146 | 12439 | unknown
136259 | NP GEAR | NYISO | 3 | 115 | 146 | 12439 | unknown
136266 | BRS WAST | NYISO | 3 | 34.5 | 146 | 12440 | unknown
136417 | BRS WAST | NYISO | 3 | 34.5 | 146 | 12440 | unknown
136272 | SOLVTAP3 | NYISO | 3 | 115 | 146 | 12441 | unknown
147897 | SOLVMATT | NYISO | 3 | 115 | 146 | 12441 | unknown
136321 | BAR&BBLU | NYISO | 3 | 34.5 | 146 | 12442 | unknown
136422 | GCS #123 | NYISO | 3 | 34.5 | 146 | 12442 | unknown
136330 | BR HL T3 | NYISO | 3 | 34.5 | 146 | 12443 | unknown
136408 | FAY ST T | NYISO | 3 | 34.5 | 146 | 12443 | unknown
136335 | BUCKLE T | NYISO | 3 | 34.5 | 146 | 12444 | unknown
136336 | BUCKLEY | NYISO | 3 | 34.5 | 146 | 12444 | unknown
136357 | CLINDTCH | NYISO | 3 | 34.5 | 146 | 12445 | unknown
136358 | CLINT TP | NYISO | 3 | 34.5 | 146 | 12445 | unknown
136376 | HEADS T3 | NYISO | 3 | 34.5 | 146 | 12446 | unknown | [6 empty] | 43.0479 | -76.0437 | 1692
136453 | HEADS T1 | NYISO | 3 | 34.5 | 146 | 12446 | unknown | [6 empty] | 43.0479 | -76.0437 | 1692
136572 | RAT HEAD | NYISO | 3 | 34.5 | 146 | 12446 | unknown | [6 empty] | 43.0479 | -76.0437 | 1692
136381 | DORWIN | NYISO | 3 | 34.5 | 146 | 12447 | unknown
136382 | DORWINT1 | NYISO | 3 | 34.5 | 146 | 12447 | unknown
136434 | TIE26X35 | NYISO | 3 | 34.5 | 146 | 12448 | unknown |  |  |  | 42.9725 | -76.1181 | 1693 | 42.9725 | -76.1181 | 1693
136435 | TIE35X26 | NYISO | 3 | 34.5 | 146 | 12448 | unknown |  |  |  | 42.9725 | -76.1181 | 1693 | 42.9725 | -76.1181 | 1693
136477 | LEY CRKT | NYISO | 3 | 34.5 | 146 | 12449 | unknown
136628 | TE-WD 47 | NYISO | 3 | 34.5 | 146 | 12449 | unknown
136500 | MESSINA | NYISO | 3 | 34.5 | 146 | 12450 | unknown
136501 | MESSINT1 | NYISO | 3 | 34.5 | 146 | 12450 | unknown
136523 | NYSEG TA | NYISO | 3 | 34.5 | 146 | 12451 | unknown
136598 | SKAN V T | NYISO | 3 | 34.5 | 146 | 12451 | unknown
136547 | OWENS TP | NYISO | 3 | 34.5 | 146 | 12452 | unknown
136561 | PHOENI T | NYISO | 3 | 34.5 | 146 | 12452 | unknown
136653 | VARICK 2 | NYISO | 3 | 34.5 | 146 | 12453 | unknown
136654 | VARICK 7 | NYISO | 3 | 34.5 | 146 | 12453 | unknown
136667 | 7TH N ST | NYISO | 3 | 34.5 | 146 | 12454 | unknown
136668 | 7TH NORT | NYISO | 3 | 34.5 | 146 | 12454 | unknown
136750 | ALCOA-NM | NYISO | 4 | 115 | 175 | 12455 | unknown | [5 empty] | 1964 |  |  | 1964
147847 | ALCOA N | NYISO | 4 | 115 | 158 | 12455 | unknown | [5 empty] | 1964 |  |  | 1964
147848 | ALCOA S | NYISO | 4 | 115 | 158 | 12455 | unknown | [5 empty] | 1964 |  |  | 1964
148013 | NORTH EQ | NYISO | 4 | 115 | 158 | 12455 | unknown | [5 empty] | 1964 |  |  | 1964
148015 | PL-6C EQ | NYISO | 4 | 115 | 158 | 12455 | unknown | [5 empty] | 1964 |  |  | 1964
148016 | SOUTH EQ | NYISO | 4 | 115 | 158 | 12455 | unknown | [5 empty] | 1964 |  |  | 1964
137008 | EM SWITC | NYISO | 5 | 23 | 147 | 12456 | unknown
137011 | EMSWTC#2 | NYISO | 5 | 23 | 147 | 12456 | unknown
137013 | EVANS TA | NYISO | 5 | 23 | 147 | 12457 | unknown
137051 | MORRISON | NYISO | 5 | 23 | 147 | 12457 | unknown
137301 | ILION | NYISO | 5 | 46 | 147 | 12458 | unknown
137337 | REMING T | NYISO | 5 | 46 | 147 | 12458 | unknown
137306 | LIBRAR T | NYISO | 5 | 46 | 147 | 12459 | unknown
137349 | W HERKIM | NYISO | 5 | 46 | 147 | 12459 | unknown
137311 | MH VLY T | NYISO | 5 | 46 | 147 | 12460 | unknown
137339 | ROCK CIT | NYISO | 5 | 46 | 147 | 12460 | unknown
137320 | NEWPORT | NYISO | 5 | 46 | 147 | 12461 | unknown
137321 | NEWPRTHY | NYISO | 5 | 46 | 147 | 12461 | unknown
137327 | ORISKA T | NYISO | 5 | 46 | 147 | 12462 | unknown
137328 | ORISKANY | NYISO | 5 | 46 | 147 | 12462 | unknown
137350 | HAM COLLEGE | NYISO | 5 | 46 | 147 | 12463 | unknown
146726 | Q670_POI | NYISO | 5 | 46 | 147 | 12463 | unknown
137354 | X25K26#1 | NYISO | 5 | 46 | 147 | 12464 | unknown | [8 empty] | 1690
137355 | X25K26#2 | NYISO | 5 | 46 | 147 | 12464 | unknown | [8 empty] | 1690
137451 | LEEDS 3 | NYISO | 6 | 345 | 148 | 12465 | known |  | 42.2645 | -73.8475
146141 | LEEDS CAP | NYISO | 6 | 345 | 148 | 12465 | known
137495 | CASLTN | NYISO | 6 | 115 | 148 | 12466 | unknown
137496 | CETI | NYISO | 6 | 115 | 148 | 12466 | unknown
137533 | RUTH RD | NYISO | 6 | 115 | 148 | 12467 | unknown
137534 | RUTHTP12 | NYISO | 6 | 115 | 148 | 12467 | unknown
137536 | SAND CRK | NYISO | 6 | 115 | 148 | 12468 | unknown
137537 | SANDTP12 | NYISO | 6 | 115 | 148 | 12468 | unknown
137538 | SANDTP8 | NYISO | 6 | 115 | 148 | 12468 | unknown
137584 | CHRISLER | NYISO | 6 | 34.5 | 148 | 12469 | unknown | [5 empty] | 1809 |  |  | 1809
137619 | LYNN+GLB | NYISO | 6 | 34.5 | 148 | 12469 | unknown | [5 empty] | 1809 |  |  | 1809
137636 | PENN CEN | NYISO | 6 | 34.5 | 148 | 12470 | unknown | [6 empty] | 42.5963 | -73.7642 | 1818
137651 | SELKIRK | NYISO | 6 | 34.5 | 148 | 12470 | unknown | [6 empty] | 42.5963 | -73.7642 | 1818
137639 | RENSSELA | NYISO | 6 | 34.5 | 148 | 12471 | unknown
137682 | RENS211 | NYISO | 6 | 34.5 | 148 | 12471 | unknown
137850 | SCHAGHTICOKE | NYISO | 6 | 115 | 148 | 12472 | unknown | [8 empty] | 1809
137895 | SCHAGHTICOKW | NYISO | 6 | 115 | 148 | 12472 | unknown | [8 empty] | 1809
137851 | LASHER E | NYISO | 6 | 115 | 148 | 12473 | unknown | [8 empty] | 1809
137862 | LASHER W | NYISO | 6 | 115 | 148 | 12473 | unknown | [8 empty] | 1809
137852 | MALTATPN | NYISO | 6 | 115 | 148 | 12474 | unknown
137853 | MALTATPS | NYISO | 6 | 115 | 148 | 12474 | unknown
137890 | MALTA | NYISO | 6 | 115 | 148 | 12474 | unknown
137875 | CHURCH-E | NYISO | 6 | 115 | 148 | 12475 | unknown | [5 empty] | 1809 |  |  | 1809
137876 | CHURCH-W | NYISO | 6 | 115 | 148 | 12475 | unknown | [5 empty] | 1809 |  |  | 1809
137907 | SWAGRT E | NYISO | 6 | 115 | 148 | 12476 | unknown | [5 empty] | 1809 |  |  | 1809
137908 | SWAGRT W | NYISO | 6 | 115 | 148 | 12476 | unknown | [5 empty] | 1809 |  |  | 1809
137968 | BALLMET | NYISO | 6 | 34.5 | 148 | 12477 | unknown
138048 | QUAD | NYISO | 6 | 34.5 | 148 | 12477 | unknown
138019 | KNICKERBOCKR | NYISO | 6 | 345 | 148 | 12478 | known |  | 42.57 | -73.8788
146143 | KNICK_SCAP | NYISO | 6 | 345 | 148 | 12478 | known
138022 | E.WORCST | NYISO | 6 | 23 | 148 | 12479 | unknown
138034 | DUMBUS | NYISO | 6 | 23 | 148 | 12479 | unknown
146674 | Q619_POI | NYISO | 6 | 69 | 148 | 12480 | unknown
146675 | Q619_PSUCOL1 | NYISO | 6 | 69 | 148 | 12480 | unknown
146802 | S GOSHEN | NYISO | 7 | 69 | 155 | 12481 | unknown | [5 empty] | 1206 |  |  | 1206
146806 | TAP_HARTLEY | NYISO | 7 | 69 | 155 | 12481 | unknown | [5 empty] | 1206 |  |  | 1206
146846 | TAP_SGOSHEN | NYISO | 7 | 69 | 155 | 12481 | unknown | [5 empty] | 1206 |  |  | 1206
146880 | MATAMORAS | NYISO | 7 | 34.5 | 155 | 12482 | unknown
146884 | MILFORD | NYISO | 7 | 34.5 | 155 | 12482 | unknown
147959 | NCARBON7 | NYISO | 1 | 115 | 157 | 12483 | unknown | [8 empty] | 1657
147961 | AIRCO197 | NYISO | 1 | 115 | 157 | 12483 | unknown | [8 empty] | 1657
147960 | NCARBON8 | NYISO | 1 | 115 | 157 | 12484 | unknown | [8 empty] | 1657
147962 | AIRCO198 | NYISO | 1 | 115 | 145 | 12484 | unknown | [8 empty] | 1657
147996 | DUPNT184 | NYISO | 1 | 115 | 145 | 12485 | unknown
147997 | DUPNT187 | NYISO | 1 | 115 | 145 | 12485 | unknown
148059 | MARCCSC1 | NYISO | 5 | 345 | 162 | 12486 | unknown |  |  |  | 43.1787 | -75.2225 | 1962 | 43.1787 | -75.2225 | 1962
148060 | MARCCSC2 | NYISO | 5 | 345 | 162 | 12486 | unknown |  |  |  | 43.1787 | -75.2225 | 1962 | 43.1787 | -75.2225 | 1962
149052 | C736T782 | NYISO | 2 | 34.5 | 153 | 12487 | unknown
149055 | C782T736 | NYISO | 2 | 34.5 | 153 | 12487 | unknown
149053 | C782T786 | NYISO | 2 | 34.5 | 153 | 12488 | unknown
149057 | C786T782 | NYISO | 2 | 34.5 | 153 | 12488 | unknown
149056 | S125C782 | NYISO | 2 | 34.5 | 153 | 12489 | unknown
149058 | S125C787 | NYISO | 2 | 34.5 | 153 | 12489 | unknown
149066 | S154C782 | NYISO | 2 | 34.5 | 153 | 12490 | unknown
149108 | S154C787 | NYISO | 2 | 34.5 | 153 | 12490 | unknown
149100 | S 43 34 | NYISO | 2 | 34.5 | 153 | 12491 | unknown |  |  |  | 43.2187 | -77.4204 | 2002 | 43.2187 | -77.4204 | 2002
149542 | S43-745 | NYISO | 2 | 34.5 | 153 | 12491 | unknown |  |  |  | 43.2187 | -77.4204 | 2002 | 43.2187 | -77.4204 | 2002
149131 | C736T786 | NYISO | 2 | 34.5 | 153 | 12492 | unknown | [6 empty] | 43.0555 | -77.3842 | 1987
149133 | C737T786 | NYISO | 2 | 34.5 | 153 | 12492 | unknown | [6 empty] | 43.0555 | -77.3842 | 1987
149134 | C737T736 | NYISO | 2 | 34.5 | 153 | 12492 | unknown | [6 empty] | 43.0555 | -77.3842 | 1987
149135 | C736TSW | NYISO | 2 | 34.5 | 153 | 12492 | unknown | [6 empty] | 43.0555 | -77.3842 | 1987
149136 | C736T737 | NYISO | 2 | 34.5 | 153 | 12492 | unknown | [6 empty] | 43.0555 | -77.3842 | 1987
149190 | C786T736 | NYISO | 2 | 34.5 | 153 | 12492 | unknown | [6 empty] | 43.0555 | -77.3842 | 1987
149139 | S142C737 | NYISO | 2 | 34.5 | 153 | 12493 | unknown
149160 | S142 | NYISO | 2 | 34.5 | 153 | 12493 | unknown
149170 | C704T133 | NYISO | 2 | 34.5 | 153 | 12494 | unknown
149177 | C736T133 | NYISO | 2 | 34.5 | 153 | 12494 | unknown
149211 | S167GNS | NYISO | 2 | 34.5 | 153 | 12495 | unknown
149212 | GENESEO | NYISO | 2 | 34.5 | 153 | 12495 | unknown
149320 | S192C794 | NYISO | 2 | 34.5 | 153 | 12496 | unknown
149330 | S192C795 | NYISO | 2 | 34.5 | 153 | 12496 | unknown
149338 | S192708 | NYISO | 2 | 34.5 | 153 | 12496 | unknown
149329 | P2188 | NYISO | 2 | 34.5 | 153 | 12497 | unknown
149335 | P2189 | NYISO | 2 | 34.5 | 153 | 12497 | unknown
149404 | S417-705 | NYISO | 2 | 34.5 | 153 | 12498 | unknown
149486 | S417-732 | NYISO | 2 | 34.5 | 153 | 12498 | unknown
149407 | S91-739 | NYISO | 2 | 34.5 | 153 | 12499 | unknown
149449 | S91-762 | NYISO | 2 | 34.5 | 153 | 12499 | unknown
149409 | S62-740 | NYISO | 2 | 34.5 | 153 | 12500 | unknown
149455 | S62-780 | NYISO | 2 | 34.5 | 153 | 12500 | unknown
149410 | S89-764 | NYISO | 2 | 34.5 | 153 | 12501 | unknown | [6 empty] | 43.2187 | -77.4204 | 2002
149471 | S89-775 | NYISO | 2 | 34.5 | 153 | 12501 | unknown | [6 empty] | 43.2187 | -77.4204 | 2002
149412 | S66-764 | NYISO | 2 | 34.5 | 153 | 12502 | unknown
149444 | S66-744 | NYISO | 2 | 34.5 | 153 | 12502 | unknown
149416 | S722 34 | NYISO | 2 | 34.5 | 153 | 12503 | unknown
149418 | WESTARPT | NYISO | 2 | 34.5 | 153 | 12503 | unknown
149421 | S425-1 | NYISO | 2 | 34.5 | 153 | 12504 | unknown
149434 | S425-2 | NYISO | 2 | 34.5 | 153 | 12504 | unknown
149422 | SW73328 | NYISO | 2 | 34.5 | 153 | 12505 | unknown
149427 | S102 | NYISO | 2 | 34.5 | 153 | 12505 | unknown
149423 | S707-1 | NYISO | 2 | 34.5 | 153 | 12506 | unknown
149428 | S707-2 | NYISO | 2 | 34.5 | 153 | 12506 | unknown
149425 | S65-2 34 | NYISO | 2 | 34.5 | 153 | 12507 | unknown
149430 | DX6560 | NYISO | 2 | 34.5 | 153 | 12507 | unknown
149436 | S65-742 | NYISO | 2 | 34.5 | 153 | 12507 | unknown
149426 | S112-1 | NYISO | 2 | 34.5 | 153 | 12508 | unknown
149437 | S112-2 | NYISO | 2 | 34.5 | 153 | 12508 | unknown
149435 | S126-1 | NYISO | 2 | 34.5 | 153 | 12509 | unknown
149438 | S126-2 | NYISO | 2 | 34.5 | 153 | 12509 | unknown
149439 | S131-1 | NYISO | 2 | 34.5 | 153 | 12510 | unknown
149441 | S131-2 | NYISO | 2 | 34.5 | 153 | 12510 | unknown
149440 | S86-2 34 | NYISO | 2 | 34.5 | 153 | 12511 | unknown
149442 | S86-1 34 | NYISO | 2 | 34.5 | 153 | 12511 | unknown
149445 | S416-44 | NYISO | 2 | 34.5 | 153 | 12512 | unknown
149474 | S416-2 | NYISO | 2 | 34.5 | 153 | 12512 | unknown
149446 | S109-1 | NYISO | 2 | 34.5 | 153 | 12513 | unknown
149458 | S109-2 | NYISO | 2 | 34.5 | 153 | 12513 | unknown
149447 | S55-745 | NYISO | 2 | 34.5 | 153 | 12514 | unknown
149451 | S55-778 | NYISO | 2 | 34.5 | 153 | 12514 | unknown
149456 | S85-780 | NYISO | 2 | 34.5 | 153 | 12515 | unknown
149465 | S85-759 | NYISO | 2 | 34.5 | 153 | 12515 | unknown
149461 | S415-748 | NYISO | 2 | 34.5 | 153 | 12516 | unknown | [8 empty] | 2000
149480 | S415-783 | NYISO | 2 | 34.5 | 153 | 12516 | unknown | [8 empty] | 2000
149467 | S75-761 | NYISO | 2 | 34.5 | 153 | 12517 | unknown
149470 | S75-775 | NYISO | 2 | 34.5 | 153 | 12517 | unknown
149646 | P-T-30B | NYISO | 2 | 34.5 | 153 | 12517 | unknown
149469 | S100 34 | NYISO | 2 | 34.5 | 153 | 12518 | unknown
149642 | ID7877 | NYISO | 2 | 34.5 | 153 | 12518 | unknown
149475 | S40-772 | NYISO | 2 | 34.5 | 153 | 12519 | unknown
149548 | S40-778 | NYISO | 2 | 34.5 | 153 | 12519 | unknown
149482 | P2426 34 | NYISO | 2 | 34.5 | 153 | 12520 | unknown
149554 | ID7004 | NYISO | 2 | 34.5 | 153 | 12520 | unknown
149555 | S73 34 | NYISO | 2 | 34.5 | 153 | 12520 | unknown
149490 | P1101-27 | NYISO | 2 | 34.5 | 153 | 12521 | unknown
149492 | HSPL AID | NYISO | 2 | 34.5 | 153 | 12521 | unknown
149545 | TP778-45 | NYISO | 2 | 34.5 | 153 | 12522 | unknown
149550 | ID7805 | NYISO | 2 | 34.5 | 153 | 12522 | unknown
149579 | TP785 34 | NYISO | 2 | 34.5 | 153 | 12523 | unknown
149580 | TP784 34 | NYISO | 2 | 34.5 | 153 | 12523 | unknown
149583 | S754-42 | NYISO | 2 | 34.5 | 153 | 12524 | unknown
149595 | S754-84 | NYISO | 2 | 34.5 | 153 | 12524 | unknown
149588 | ID7823 | NYISO | 2 | 34.5 | 153 | 12525 | unknown
149589 | ID7421 | NYISO | 2 | 34.5 | 153 | 12525 | unknown
149633 | S740-61 | NYISO | 2 | 34.5 | 153 | 12526 | unknown
149647 | S740-75 | NYISO | 2 | 34.5 | 153 | 12526 | unknown
149651 | P-5A | NYISO | 2 | 34.5 | 153 | 12527 | unknown
149653 | ID7868 | NYISO | 2 | 34.5 | 153 | 12527 | unknown
200920 | 26FRANKLNA | PJM | 226 | 115 | 206 | 12732 | unknown |  |  |  | 41.514 | -80.0073 | 3323 | 41.514 | -80.0073 | 3323
200921 | 26FRANKLNB | PJM | 226 | 115 | 206 | 12732 | unknown |  |  |  | 41.514 | -80.0073 | 3323 | 41.514 | -80.0073 | 3323
202790 | 26RVRSDE T | PJM | 226 | 46 | 209 | 12733 | unknown | [6 empty] | 40.4291 | -77.1709 | 3240
202791 | 26RIVRSIDE | PJM | 226 | 46 | 209 | 12733 | unknown | [6 empty] | 40.4291 | -77.1709 | 3240
204523 | 27CLY 975 | PJM | 227 | 115 | 215 | 12734 | unknown
204524 | 27CLY 978 | PJM | 227 | 115 | 215 | 12734 | unknown
204756 | 27WOODTP72 | PJM | 227 | 69 | 217 | 12735 | unknown
204758 | 27WOOD ST | PJM | 227 | 69 | 217 | 12735 | unknown
204815 | 27BALDY | PJM | 227 | 69 | 218 | 12736 | unknown | [6 empty] | 40.4819 | -75.5831 | 3233
204869 | 27KUTZUNIV | PJM | 227 | 69 | 218 | 12736 | unknown | [6 empty] | 40.4819 | -75.5831 | 3233
204826 | 27CONTY LN | PJM | 227 | 69 | 218 | 12737 | unknown
204834 | 27CABOTIND | PJM | 227 | 69 | 218 | 12737 | unknown
206225 | 28FRENCH J | PJM | 228 | 34.5 | 223 | 12738 | unknown
206692 | 28FRENCH A | PJM | 228 | 34.5 | 223 | 12738 | unknown
206248 | 28SUM NJTX | PJM | 228 | 230 | 224 | 12739 | known |  | 40.7248 | -74.3886
206249 | 28SUM NJTU | PJM | 228 | 230 | 224 | 12739 | known |  | 40.7248 | -74.3886
206376 | 28SUM NJT RR | PJM | 228 | 230 | 224 | 12739 | known
206311 | 28MANALAPN | PJM | 228 | 230 | 226 | 12740 | known |  | 40.2553 | -74.3826
206416 | 28MLH_W1-032 | PJM | 228 | 230 | 226 | 12740 | known
206371 | 28ORTLEY V | PJM | 228 | 34.5 | 227 | 12741 | unknown
207019 | 28ORTLEY D | PJM | 228 | 34.5 | 227 | 12741 | unknown
207020 | 28ORTLEY N | PJM | 228 | 34.5 | 227 | 12741 | unknown
206427 | 28HASKEL J | PJM | 228 | 34.5 | 223 | 12742 | unknown
206428 | 28HASKEL P | PJM | 228 | 34.5 | 223 | 12742 | unknown
206429 | 28JACKSN L | PJM | 228 | 34.5 | 223 | 12743 | unknown | [5 empty] | 3455 |  |  | 3455
206430 | 28JACKSN M | PJM | 228 | 34.5 | 223 | 12743 | unknown | [5 empty] | 3455 |  |  | 3455
206431 | 28LINC PM | PJM | 228 | 34.5 | 223 | 12744 | unknown
206432 | 28LINC PN | PJM | 228 | 34.5 | 223 | 12744 | unknown
206435 | 28PEQUAN N | PJM | 228 | 34.5 | 223 | 12745 | unknown
206436 | 28PEQUAN M | PJM | 228 | 34.5 | 223 | 12745 | unknown
206437 | 28POMP P M | PJM | 228 | 34.5 | 223 | 12746 | unknown
206438 | 28POMP P N | PJM | 228 | 34.5 | 223 | 12746 | unknown
206446 | 28CHNGBG K | PJM | 228 | 34.5 | 223 | 12747 | unknown
206447 | 28CHNGBG 0 | PJM | 228 | 34.5 | 223 | 12747 | unknown
206448 | 28BOONTN D | PJM | 228 | 34.5 | 223 | 12748 | unknown | [8 empty] | 3456
206449 | 28BOONTN G | PJM | 228 | 34.5 | 223 | 12748 | unknown | [8 empty] | 3456
206451 | 28CHAPIN O | PJM | 228 | 34.5 | 223 | 12749 | unknown | [8 empty] | 3459
206467 | 28CHAPIN G | PJM | 228 | 34.5 | 223 | 12749 | unknown | [8 empty] | 3459
206452 | 28CHAPIN T | PJM | 228 | 34.5 | 223 | 12750 | unknown | [5 empty] | 3459 |  |  | 3459
206470 | 28NABCO TP | PJM | 228 | 34.5 | 223 | 12750 | unknown | [5 empty] | 3459 |  |  | 3459
206453 | 28DENVIL B | PJM | 228 | 34.5 | 223 | 12751 | unknown | [5 empty] | 3456 |  |  | 3456
206475 | 28DENVIL I | PJM | 228 | 34.5 | 223 | 12751 | unknown | [5 empty] | 3456 |  |  | 3456
206454 | 28DREW D4 | PJM | 228 | 34.5 | 223 | 12752 | unknown | [5 empty] | 3455 |  |  | 3455
206455 | 28DREW 709 | PJM | 228 | 34.5 | 223 | 12752 | unknown | [5 empty] | 3455 |  |  | 3455
206456 | 28FOX HL B | PJM | 228 | 34.5 | 223 | 12753 | unknown | [5 empty] | 3456 |  |  | 3456
206469 | 28FOX HL G | PJM | 228 | 34.5 | 223 | 12753 | unknown | [5 empty] | 3456 |  |  | 3456
206756 | 28FOX HLTP | PJM | 228 | 34.5 | 223 | 12753 | unknown | [5 empty] | 3456 |  |  | 3456
206463 | 28TROY H D | PJM | 228 | 34.5 | 223 | 12754 | unknown
206465 | 28TROY H K | PJM | 228 | 34.5 | 223 | 12754 | unknown
206476 | 28DCKRSN D | PJM | 228 | 34.5 | 223 | 12755 | unknown
206477 | 28DCKRSN M | PJM | 228 | 34.5 | 223 | 12755 | unknown
206478 | 28DOVER K | PJM | 228 | 34.5 | 223 | 12756 | unknown | [5 empty] | 3457 |  |  | 3457
206479 | 28DOVER M | PJM | 228 | 34.5 | 223 | 12756 | unknown | [5 empty] | 3457 |  |  | 3457
206484 | 28PICTNY L | PJM | 228 | 34.5 | 223 | 12757 | unknown
206610 | 28PICTNY S | PJM | 228 | 34.5 | 223 | 12757 | unknown
206486 | 28ROCKWY D | PJM | 228 | 34.5 | 223 | 12758 | unknown | [8 empty] | 3456
206487 | 28ROCKWY I | PJM | 228 | 34.5 | 223 | 12758 | unknown | [8 empty] | 3456
206489 | 28TWNSQR D | PJM | 228 | 34.5 | 223 | 12759 | unknown | [5 empty] | 3457 |  |  | 3457
206490 | 28TWNSQR I | PJM | 228 | 34.5 | 223 | 12759 | unknown | [5 empty] | 3457 |  |  | 3457
206495 | 28ALDRNY1 | PJM | 228 | 34.5 | 223 | 12760 | unknown | [8 empty] | 3456
206739 | 28ALDRNY2 | PJM | 228 | 34.5 | 223 | 12760 | unknown | [8 empty] | 3456
206499 | 28BELL L Y | PJM | 228 | 34.5 | 223 | 12761 | unknown
206500 | 28BELL L F | PJM | 228 | 34.5 | 223 | 12761 | unknown
206502 | 28CDR KN M | PJM | 228 | 34.5 | 223 | 12762 | unknown | [5 empty] | 3458 |  |  | 3458
206503 | 28CDR KN W | PJM | 228 | 34.5 | 223 | 12762 | unknown | [5 empty] | 3458 |  |  | 3458
206505 | 28COLINS G | PJM | 228 | 34.5 | 223 | 12763 | unknown | [5 empty] | 3458 |  |  | 3458
206506 | 28COLINS M | PJM | 228 | 34.5 | 223 | 12763 | unknown | [5 empty] | 3458 |  |  | 3458
206507 | 28CONVNT X | PJM | 228 | 34.5 | 223 | 12764 | unknown | [5 empty] | 3458 |  |  | 3458
206508 | 28CONVNT Y | PJM | 228 | 34.5 | 223 | 12764 | unknown | [5 empty] | 3458 |  |  | 3458
206509 | 28DRIVER P | PJM | 228 | 34.5 | 223 | 12765 | unknown | [5 empty] | 3459 |  |  | 3459
206510 | 28DRIVER Y | PJM | 228 | 34.5 | 223 | 12765 | unknown | [5 empty] | 3459 |  |  | 3459
206515 | 28FLORHM P | PJM | 228 | 34.5 | 223 | 12766 | unknown | [8 empty] | 3459
206516 | 28FLORHM X | PJM | 228 | 34.5 | 223 | 12766 | unknown | [8 empty] | 3459
206517 | 28FLORHM Y | PJM | 228 | 34.5 | 223 | 12766 | unknown | [8 empty] | 3459
206518 | 28TABOR M2 | PJM | 228 | 34.5 | 223 | 12767 | unknown | [8 empty] | 3456
206527 | 28TABOR M1 | PJM | 228 | 34.5 | 223 | 12767 | unknown | [8 empty] | 3456
206519 | 28MRS PL I | PJM | 228 | 34.5 | 223 | 12768 | unknown | [8 empty] | 3458
206520 | 28MRS PL L | PJM | 228 | 34.5 | 223 | 12768 | unknown | [8 empty] | 3458
206525 | 28DAVIS G | PJM | 228 | 34.5 | 223 | 12769 | unknown | [5 empty] | 3456 |  |  | 3456
206530 | 28PFIZER G | PJM | 228 | 34.5 | 223 | 12769 | unknown | [5 empty] | 3456 |  |  | 3456
206528 | 28SANDOZ A | PJM | 228 | 34.5 | 223 | 12770 | unknown | [5 empty] | 3459 |  |  | 3459
206529 | 28SANDOZ X | PJM | 228 | 34.5 | 223 | 12770 | unknown | [5 empty] | 3459 |  |  | 3459
206531 | 28ACADMY C | PJM | 228 | 34.5 | 223 | 12771 | unknown | [8 empty] | 3459
206532 | 28ACADMY N | PJM | 228 | 34.5 | 223 | 12771 | unknown | [8 empty] | 3459
206533 | 28CANOE C | PJM | 228 | 34.5 | 223 | 12772 | unknown | [5 empty] | 3460 |  |  | 3460
206534 | 28CANOE T | PJM | 228 | 34.5 | 223 | 12772 | unknown | [5 empty] | 3460 |  |  | 3460
206538 | 28MILBRN T | PJM | 228 | 34.5 | 223 | 12773 | unknown
206548 | 28MILBRN A | PJM | 228 | 34.5 | 223 | 12773 | unknown
206539 | 28MT PLSNT | PJM | 228 | 34.5 | 223 | 12774 | unknown | [5 empty] | 3459 |  |  | 3459
206714 | 28MTPLSNT2 | PJM | 228 | 34.5 | 223 | 12774 | unknown | [5 empty] | 3459 |  |  | 3459
206541 | 28OKNER C | PJM | 228 | 34.5 | 223 | 12775 | unknown | [5 empty] | 3459 |  |  | 3459
206542 | 28OKNER N | PJM | 228 | 34.5 | 223 | 12775 | unknown | [5 empty] | 3459 |  |  | 3459
206543 | 28SHRT H C | PJM | 228 | 34.5 | 223 | 12776 | unknown
206544 | 28SHRT H T | PJM | 228 | 34.5 | 223 | 12776 | unknown
206551 | 28OVERLK H | PJM | 228 | 34.5 | 223 | 12777 | unknown | [5 empty] | 3460 |  |  | 3460
206571 | 28VALLEY V | PJM | 228 | 34.5 | 223 | 12777 | unknown | [5 empty] | 3460 |  |  | 3460
206552 | 28SUMMIT I | PJM | 228 | 34.5 | 223 | 12778 | unknown | [5 empty] | 3460 |  |  | 3460
206553 | 28SUMMIT K | PJM | 228 | 34.5 | 223 | 12778 | unknown | [5 empty] | 3460 |  |  | 3460
206554 | 28WAVRLY G | PJM | 228 | 34.5 | 223 | 12779 | unknown
206555 | 28WAVRLY I | PJM | 228 | 34.5 | 223 | 12779 | unknown
206556 | 28WAVER TP | PJM | 228 | 34.5 | 223 | 12779 | unknown
206557 | 28AIR R NP | PJM | 228 | 34.5 | 223 | 12780 | unknown
206573 | 28AIR R BH | PJM | 228 | 34.5 | 223 | 12780 | unknown
206558 | 28BERKLY H | PJM | 228 | 34.5 | 223 | 12781 | unknown | [5 empty] | 3466 |  |  | 3466
206572 | 28BERKLY D | PJM | 228 | 34.5 | 223 | 12781 | unknown | [5 empty] | 3466 |  |  | 3466
206559 | 28CIBA C | PJM | 228 | 34.5 | 223 | 12782 | unknown | [5 empty] | 3460 |  |  | 3460
206560 | 28CIBA S | PJM | 228 | 34.5 | 223 | 12782 | unknown | [5 empty] | 3460 |  |  | 3460
206561 | 28CSC H | PJM | 228 | 34.5 | 223 | 12783 | unknown | [8 empty] | 3466
206565 | 28CSC D | PJM | 228 | 34.5 | 223 | 12783 | unknown | [8 empty] | 3466
206562 | 28GRN V E | PJM | 228 | 34.5 | 223 | 12784 | unknown | [5 empty] | 3466 |  |  | 3466
206563 | 28GRN V J | PJM | 228 | 34.5 | 223 | 12784 | unknown | [5 empty] | 3466 |  |  | 3466
206577 | 28BRCHVL Q | PJM | 228 | 34.5 | 223 | 12785 | unknown | [8 empty] | 3464
206578 | 28BRCHVL F | PJM | 228 | 34.5 | 223 | 12785 | unknown | [8 empty] | 3464
206579 | 28COZY L Y | PJM | 228 | 34.5 | 223 | 12786 | unknown
206581 | 28COZY L S | PJM | 228 | 34.5 | 223 | 12786 | unknown
206583 | 28E NWTN M | PJM | 228 | 34.5 | 223 | 12787 | unknown | [5 empty] | 3464 |  |  | 3464
206608 | 28E NWTN E | PJM | 228 | 34.5 | 223 | 12787 | unknown | [5 empty] | 3464 |  |  | 3464
206584 | 28HAMBRG Q | PJM | 228 | 34.5 | 223 | 12788 | unknown | [8 empty] | 3457
206585 | 28HAMBRG R | PJM | 228 | 34.5 | 223 | 12788 | unknown | [8 empty] | 3457
206590 | 28LANDNG Z | PJM | 228 | 34.5 | 223 | 12789 | unknown | [8 empty] | 3457
206591 | 28LANDNG S | PJM | 228 | 34.5 | 223 | 12789 | unknown | [8 empty] | 3457
206594 | 28MT ARL Z | PJM | 228 | 34.5 | 223 | 12790 | unknown | [5 empty] | 3457 |  |  | 3457
206658 | 28MT ARL S | PJM | 228 | 34.5 | 223 | 12790 | unknown | [5 empty] | 3457 |  |  | 3457
206596 | 28N NWTN F | PJM | 228 | 34.5 | 223 | 12791 | unknown | [5 empty] | 3464 |  |  | 3464
206597 | 28N NEWTON | PJM | 228 | 34.5 | 223 | 12791 | unknown | [5 empty] | 3464 |  |  | 3464
206599 | 28REA B704 | PJM | 228 | 34.5 | 223 | 12792 | unknown
206752 | 28REA R746 | PJM | 228 | 34.5 | 223 | 12792 | unknown
206602 | 28SPARTA S | PJM | 228 | 34.5 | 223 | 12793 | unknown
206603 | 28SPARTA Y | PJM | 228 | 34.5 | 223 | 12793 | unknown
206605 | 28SUSSEX B | PJM | 228 | 34.5 | 223 | 12794 | unknown
206606 | 28SUSSEX Q | PJM | 228 | 34.5 | 223 | 12794 | unknown
206607 | 28WOODY Y | PJM | 228 | 34.5 | 223 | 12795 | unknown | [8 empty] | 3457
206609 | 28WOODY A | PJM | 228 | 34.5 | 223 | 12795 | unknown | [8 empty] | 3457
206612 | 28AZOPLT K | PJM | 228 | 34.5 | 223 | 12796 | unknown | [5 empty] | 3468 |  |  | 3468
206613 | 28AZOPLT J | PJM | 228 | 34.5 | 223 | 12796 | unknown | [5 empty] | 3468 |  |  | 3468
206623 | 28KG MTN I | PJM | 228 | 34.5 | 223 | 12797 | unknown | [5 empty] | 3466 |  |  | 3466
206624 | 28KG MTN D | PJM | 228 | 34.5 | 223 | 12797 | unknown | [5 empty] | 3466 |  |  | 3466
206626 | 28LNG LN X | PJM | 228 | 34.5 | 223 | 12798 | unknown
206627 | 28LNG LN D | PJM | 228 | 34.5 | 223 | 12798 | unknown
206630 | 28M FERN Z | PJM | 228 | 34.5 | 223 | 12799 | unknown | [5 empty] | 3457 |  |  | 3457
206632 | 28M FERN N | PJM | 228 | 34.5 | 223 | 12799 | unknown | [5 empty] | 3457 |  |  | 3457
206633 | 28N BRCH K | PJM | 228 | 34.5 | 223 | 12800 | unknown | [8 empty] | 3468
206634 | 28N BRCH J | PJM | 228 | 34.5 | 223 | 12800 | unknown | [8 empty] | 3468
206635 | 28NB J TP | PJM | 228 | 34.5 | 223 | 12800 | unknown | [8 empty] | 3468
206640 | 28SOMRST I | PJM | 228 | 34.5 | 223 | 12801 | unknown | [5 empty] | 3468 |  |  | 3468
206641 | 28SOMRST D | PJM | 228 | 34.5 | 223 | 12801 | unknown | [5 empty] | 3468 |  |  | 3468
206642 | 28STRLNG B | PJM | 228 | 34.5 | 223 | 12802 | unknown | [5 empty] | 3466 |  |  | 3466
206643 | 28STRLNG I | PJM | 228 | 34.5 | 223 | 12802 | unknown | [5 empty] | 3466 |  |  | 3466
206644 | 28STR B TP | PJM | 228 | 34.5 | 223 | 12802 | unknown | [5 empty] | 3466 |  |  | 3466
206647 | 28D RVR I | PJM | 228 | 34.5 | 223 | 12803 | unknown
206648 | 28D RVR D | PJM | 228 | 34.5 | 223 | 12803 | unknown
206649 | 28CHMB B I | PJM | 228 | 34.5 | 223 | 12804 | unknown | [8 empty] | 3468
206650 | 28CHMB B D | PJM | 228 | 34.5 | 223 | 12804 | unknown | [8 empty] | 3468
206654 | 28HCKTWN J | PJM | 228 | 34.5 | 223 | 12805 | unknown | [5 empty] | 3471 |  |  | 3471
206655 | 28HCKTWN S | PJM | 228 | 34.5 | 223 | 12805 | unknown | [5 empty] | 3471 |  |  | 3471
206659 | 28NETCNG R | PJM | 228 | 34.5 | 223 | 12806 | unknown
206664 | 28NETCNG S | PJM | 228 | 34.5 | 223 | 12806 | unknown
206660 | 28NEWBRG E | PJM | 228 | 34.5 | 223 | 12807 | unknown | [5 empty] | 3471 |  |  | 3471
206677 | 28NEWBRG Q | PJM | 228 | 34.5 | 223 | 12807 | unknown | [5 empty] | 3471 |  |  | 3471
206697 | 28NSHNIC H | PJM | 228 | 34.5 | 223 | 12808 | unknown
206709 | 28NSHNIC F | PJM | 228 | 34.5 | 223 | 12808 | unknown
206698 | 28RINGO V | PJM | 228 | 34.5 | 223 | 12809 | unknown
206708 | 28RINGO Y | PJM | 228 | 34.5 | 223 | 12809 | unknown
206716 | 28RINGOES | PJM | 228 | 34.5 | 223 | 12809 | unknown
206754 | 28EAM_W2-061 | PJM | 228 | 34.5 | 223 | 12809 | unknown
206703 | 28STANTON | PJM | 228 | 34.5 | 223 | 12810 | unknown
206718 | 28STAW2-080 | PJM | 228 | 34.5 | 223 | 12810 | unknown
206725 | 28R70-A-TP | PJM | 228 | 34.5 | 225 | 12811 | unknown | [8 empty] | 3478
206892 | 28SCHWT-TP | PJM | 228 | 34.5 | 225 | 12811 | unknown | [8 empty] | 3478
206728 | 28SPOTSWD2 | PJM | 228 | 34.5 | 225 | 12812 | unknown
207121 | 28SPOTSWD | PJM | 228 | 34.5 | 225 | 12812 | unknown
206729 | 28VT AVE | PJM | 228 | 34.5 | 225 | 12813 | unknown | [8 empty] | 3485
207172 | 28VT AVE F | PJM | 228 | 34.5 | 225 | 12813 | unknown | [8 empty] | 3485
206757 | 28RH_W2-091 | PJM | 228 | 34.5 | 223 | 12814 | unknown
207408 | W3-077 C | PJM | 228 | 34.5 | 223 | 12814 | unknown
206761 | 28MHD_W3-029 | PJM | 228 | 34.5 | 223 | 12815 | unknown
207428 | W3-029 TAP1 | PJM | 228 | 34.5 | 223 | 12815 | unknown
206884 | 28ERNSTN O | PJM | 228 | 34.5 | 225 | 12816 | unknown | [5 empty] | 3480 |  |  | 3480
206885 | 28ERNSTN W | PJM | 228 | 34.5 | 225 | 12816 | unknown | [5 empty] | 3480 |  |  | 3480
206896 | 28CANAL M | PJM | 228 | 34.5 | 225 | 12817 | unknown
206897 | 28CANAL Q | PJM | 228 | 34.5 | 225 | 12817 | unknown
206902 | 28CRWFRD K | PJM | 228 | 34.5 | 225 | 12818 | unknown | [5 empty] | 3479 |  |  | 3479
206925 | 28CRWFRD C | PJM | 228 | 34.5 | 225 | 12818 | unknown | [5 empty] | 3479 |  |  | 3479
206903 | 28DEPOT U | PJM | 228 | 34.5 | 225 | 12819 | unknown | [5 empty] | 3481 |  |  | 3481
206924 | 28DEPOT E | PJM | 228 | 34.5 | 225 | 12819 | unknown | [5 empty] | 3481 |  |  | 3481
206909 | 28KEANSBUR | PJM | 228 | 34.5 | 225 | 12820 | unknown
207071 | 28KEANSBRG | PJM | 228 | 34.5 | 225 | 12820 | unknown
206913 | 28LINCFT_H | PJM | 228 | 34.5 | 225 | 12821 | unknown | [5 empty] | 3481 |  |  | 3481
206927 | 28LINCFT_Q | PJM | 228 | 34.5 | 225 | 12821 | unknown | [5 empty] | 3481 |  |  | 3481
206937 | 28ELBERON | PJM | 228 | 34.5 | 225 | 12822 | unknown
207142 | 28ELBERON+ | PJM | 228 | 34.5 | 225 | 12822 | unknown
206939 | 28F HVN P | PJM | 228 | 34.5 | 225 | 12823 | unknown | [5 empty] | 3481 |  |  | 3481
206959 | 28F HVN W | PJM | 228 | 34.5 | 225 | 12823 | unknown | [5 empty] | 3481 |  |  | 3481
206941 | 28FT MON P | PJM | 228 | 34.5 | 225 | 12824 | unknown
206942 | 28FT MONMO | PJM | 228 | 34.5 | 225 | 12824 | unknown
206948 | 28MIDMON Q | PJM | 228 | 34.5 | 225 | 12825 | unknown
206949 | 28MIDMON P | PJM | 228 | 34.5 | 225 | 12825 | unknown
206953 | 28POPLR TP | PJM | 228 | 34.5 | 225 | 12826 | unknown | [5 empty] | 3483 |  |  | 3483
206960 | 28POPLAR S | PJM | 228 | 34.5 | 225 | 12826 | unknown | [5 empty] | 3483 |  |  | 3483
206961 | 28POPLR G | PJM | 228 | 34.5 | 225 | 12826 | unknown | [5 empty] | 3483 |  |  | 3483
206967 | 28ASBURY U | PJM | 228 | 34.5 | 225 | 12827 | unknown
206969 | 28ASBURY H | PJM | 228 | 34.5 | 225 | 12827 | unknown
206970 | 28GLEN D | PJM | 228 | 34.5 | 225 | 12828 | unknown
206976 | 28GLENDO J | PJM | 228 | 34.5 | 225 | 12828 | unknown
206980 | 28MANASQUA | PJM | 228 | 34.5 | 225 | 12829 | unknown
207072 | 28MANASQ_A | PJM | 228 | 34.5 | 225 | 12829 | unknown
206993 | 28MANTOL C | PJM | 228 | 34.5 | 227 | 12830 | unknown
207013 | 28MANTOL X | PJM | 228 | 34.5 | 227 | 12830 | unknown
207002 | 28HERBERTS | PJM | 228 | 34.5 | 225 | 12831 | unknown | [8 empty] | 3484
207082 | 28HRBRTS L | PJM | 228 | 34.5 | 225 | 12831 | unknown | [8 empty] | 3484
207003 | 28HOOPER A | PJM | 228 | 34.5 | 225 | 12832 | unknown | [5 empty] | 3486 |  |  | 3486
207138 | 28HOOPER X | PJM | 228 | 34.5 | 227 | 12832 | unknown | [5 empty] | 3486 |  |  | 3486
207146 | 28HOOPER A+ | PJM | 228 | 34.5 | 225 | 12832 | unknown | [5 empty] | 3486 |  |  | 3486
207147 | 28HOOPER X+ | PJM | 228 | 34.5 | 225 | 12832 | unknown | [5 empty] | 3486 |  |  | 3486
207005 | 28ISLAND H | PJM | 228 | 34.5 | 227 | 12833 | unknown
207006 | 28ISLD HTS | PJM | 228 | 34.5 | 227 | 12833 | unknown
207007 | 28LACEY Z5 | PJM | 228 | 34.5 | 225 | 12834 | unknown | [5 empty] | 3487 |  |  | 3487
207039 | 28LACEY R | PJM | 228 | 34.5 | 225 | 12834 | unknown | [5 empty] | 3487 |  |  | 3487
207008 | 28LAKEWD C | PJM | 228 | 34.5 | 225 | 12835 | unknown | [5 empty] | 3484 |  |  | 3484
207057 | 28LAKEWD B | PJM | 228 | 34.5 | 225 | 12835 | unknown | [5 empty] | 3484 |  |  | 3484
207009 | 28LAUREL Q | PJM | 228 | 34.5 | 225 | 12836 | unknown | [5 empty] | 3484 |  |  | 3484
207010 | 28LAUREL R | PJM | 228 | 34.5 | 225 | 12836 | unknown | [5 empty] | 3484 |  |  | 3484
207111 | 28LAURELR | PJM | 228 | 34.5 | 225 | 12836 | unknown | [5 empty] | 3484 |  |  | 3484
207011 | 28LAU R TP | PJM | 228 | 34.5 | 225 | 12837 | unknown | [5 empty] | 3490 |  |  | 3490
207110 | 28LAURLTAP | PJM | 228 | 34.5 | 225 | 12837 | unknown | [5 empty] | 3490 |  |  | 3490
207018 | 28OCEAN BE | PJM | 228 | 34.5 | 227 | 12838 | unknown
207074 | 28OCEAN_A | PJM | 228 | 34.5 | 227 | 12838 | unknown
207021 | 28PINE B X | PJM | 228 | 34.5 | 225 | 12839 | unknown | [5 empty] | 3486 |  |  | 3486
207023 | 28PINE BCH | PJM | 228 | 34.5 | 225 | 12839 | unknown | [5 empty] | 3486 |  |  | 3486
207024 | 28PINEWALD | PJM | 228 | 34.5 | 225 | 12840 | unknown | [8 empty] | 3487
207061 | 28PINEWLD1 | PJM | 228 | 34.5 | 225 | 12840 | unknown | [8 empty] | 3487
207025 | 28PLEAS PL | PJM | 228 | 34.5 | 225 | 12841 | unknown | [5 empty] | 3485 |  |  | 3485
207073 | 28PLEAS_A | PJM | 228 | 34.5 | 225 | 12841 | unknown | [5 empty] | 3485 |  |  | 3485
207027 | 28SEA HT D | PJM | 228 | 34.5 | 227 | 12842 | unknown | [8 empty] | 3486
207029 | 28SEA HT V | PJM | 228 | 34.5 | 227 | 12842 | unknown | [8 empty] | 3486
207131 | 28SEAHTSTP | PJM | 228 | 34.5 | 227 | 12842 | unknown | [8 empty] | 3486
207028 | 28SEA PK | PJM | 228 | 34.5 | 227 | 12843 | unknown
207136 | 28SEA PK2 | PJM | 228 | 34.5 | 227 | 12843 | unknown
207030 | 28SILVER N | PJM | 228 | 34.5 | 227 | 12844 | unknown
207048 | 28SILVER C | PJM | 228 | 34.5 | 225 | 12844 | unknown
207032 | 28TOM RV D | PJM | 228 | 34.5 | 227 | 12845 | unknown | [5 empty] | 3486 |  |  | 3486
207033 | 28TOM RV V | PJM | 228 | 34.5 | 227 | 12845 | unknown | [5 empty] | 3486 |  |  | 3486
207036 | 28WARETN R | PJM | 228 | 34.5 | 225 | 12846 | unknown
207037 | 28WARETN S | PJM | 228 | 34.5 | 225 | 12846 | unknown
207041 | 28METED C | PJM | 228 | 34.5 | 225 | 12847 | unknown | [5 empty] | 3484 |  |  | 3484
207042 | 28METED W | PJM | 228 | 34.5 | 225 | 12847 | unknown | [5 empty] | 3484 |  |  | 3484
207047 | 28DRUM PT | PJM | 228 | 34.5 | 227 | 12848 | unknown
207134 | 28DRUM PT2 | PJM | 228 | 34.5 | 225 | 12848 | unknown
207050 | 28FT DIX G | PJM | 228 | 34.5 | 225 | 12849 | unknown
207051 | 28FT DIX W | PJM | 228 | 34.5 | 225 | 12849 | unknown
207059 | 28N LISB K | PJM | 228 | 34.5 | 225 | 12850 | unknown
207060 | 28N LISB W | PJM | 228 | 34.5 | 225 | 12850 | unknown
207069 | 28GRT AD V | PJM | 228 | 34.5 | 225 | 12851 | unknown
207090 | 28GRT AD H | PJM | 228 | 34.5 | 225 | 12851 | unknown
207173 | 28SIXFLAGS_V | PJM | 228 | 34.5 | 225 | 12851 | unknown
207174 | 28SIXFLAGS_H | PJM | 228 | 34.5 | 225 | 12851 | unknown
207081 | 28HAYTI_ | PJM | 228 | 34.5 | 225 | 12852 | unknown | [5 empty] | 3492 |  |  | 3492
207132 | 28HAYTI2 | PJM | 228 | 34.5 | 225 | 12852 | unknown | [5 empty] | 3492 |  |  | 3492
207093 | 28COSTCOTP | PJM | 228 | 34.5 | 225 | 12853 | unknown
207094 | 28COSTCO_A | PJM | 228 | 34.5 | 225 | 12853 | unknown
207096 | 28CEDRBRT1 | PJM | 228 | 34.5 | 225 | 12854 | unknown
207097 | 28CEDRBRT2 | PJM | 228 | 34.5 | 225 | 12854 | unknown
207098 | 28BRD F TP | PJM | 228 | 34.5 | 225 | 12855 | unknown
207099 | 28BRADEVLT | PJM | 228 | 34.5 | 225 | 12855 | unknown
207105 | 28FREEH X | PJM | 228 | 34.5 | 225 | 12856 | unknown
207106 | 28FREEHO L | PJM | 228 | 34.5 | 225 | 12856 | unknown
207108 | 28GOR BK2 | PJM | 228 | 34.5 | 225 | 12857 | unknown | [5 empty] | 3491 |  |  | 3491
207109 | 28GOR BK1 | PJM | 228 | 34.5 | 225 | 12857 | unknown | [5 empty] | 3491 |  |  | 3491
207117 | 28MILLHR A | PJM | 228 | 34.5 | 225 | 12858 | unknown | [5 empty] | 3491 |  |  | 3491
207125 | 28MILLHR I | PJM | 228 | 34.5 | 225 | 12858 | unknown | [5 empty] | 3491 |  |  | 3491
207127 | 28RACEW I | PJM | 228 | 34.5 | 225 | 12859 | unknown | [8 empty] | 3491
207129 | 28RACEW X | PJM | 228 | 34.5 | 225 | 12859 | unknown | [8 empty] | 3491
207152 | 28NPK_W1-113 | PJM | 228 | 34.5 | 225 | 12860 | unknown
207162 | 28APLW2-078 | PJM | 228 | 34.5 | 225 | 12860 | unknown
207156 | 28PEMBERTON | PJM | 228 | 34.5 | 225 | 12861 | unknown
207157 | 28PEM_W1-119 | PJM | 228 | 34.5 | 225 | 12861 | unknown
207158 | 28PEM_W1-120 | PJM | 228 | 34.5 | 225 | 12861 | unknown
208239 | BERKLATI | PJM | 229 | 69 | 235 | 12862 | unknown | [6 empty] | 40.2169 | -76.0155 | 3270
208768 | SHIL TP2 | PJM | 229 | 69 | 235 | 12862 | unknown | [6 empty] | 40.2169 | -76.0155 | 3270
208289 | DART TP1 | PJM | 229 | 138 | 235 | 12863 | unknown
208290 | DART TP2 | PJM | 229 | 138 | 235 | 12863 | unknown
208291 | DART DC | PJM | 229 | 138 | 235 | 12863 | unknown
208340 | EARL TP1 | PJM | 229 | 69 | 235 | 12864 | unknown | [6 empty] | 40.2169 | -76.0155 | 3270
208341 | EARL TP2 | PJM | 229 | 69 | 235 | 12864 | unknown | [6 empty] | 40.2169 | -76.0155 | 3270
208420 | GRIN 1 | PJM | 229 | 69 | 235 | 12865 | unknown
208421 | GRIN 2 | PJM | 229 | 69 | 235 | 12865 | unknown
208470 | KINZ TP2 | PJM | 229 | 69 | 235 | 12866 | unknown
208473 | KINZ TP | PJM | 229 | 69 | 235 | 12866 | unknown
208497 | LAPR TP1 | PJM | 229 | 138 | 235 | 12867 | unknown
208498 | LAPR TP2 | PJM | 229 | 138 | 235 | 12867 | unknown
208500 | LAPR DC | PJM | 229 | 138 | 235 | 12867 | unknown
208832 | TEHI TP2 | PJM | 229 | 69 | 235 | 12868 | unknown
208833 | TEHI TP1 | PJM | 229 | 69 | 235 | 12868 | unknown
208877 | WLAN TP1 | PJM | 229 | 69 | 235 | 12869 | unknown
208878 | WLAN TP2 | PJM | 229 | 69 | 235 | 12869 | unknown
209547 | HRTE DC | PJM | 229 | 69 | 239 | 12870 | unknown
211580 | HRTE TP2 | PJM | 229 | 69 | 239 | 12870 | unknown
211581 | HRTE TP1 | PJM | 229 | 69 | 239 | 12870 | unknown
209589 | CONV 2 | PJM | 229 | 69 | 238 | 12871 | unknown |  |  |  | 40.6227 | -75.3493 | 3530 | 40.6227 | -75.3493 | 3530
209604 | CONV TP2 | PJM | 229 | 69 | 238 | 12871 | unknown |  |  |  | 40.6227 | -75.3493 | 3530 | 40.6227 | -75.3493 | 3530
209683 | CONV TP1 | PJM | 229 | 69 | 238 | 12871 | unknown |  |  |  | 40.6227 | -75.3493 | 3530 | 40.6227 | -75.3493 | 3530
210440 | CONV 1 | PJM | 229 | 69 | 238 | 12871 | unknown |  |  |  | 40.6227 | -75.3493 | 3530 | 40.6227 | -75.3493 | 3530
209731 | AMP1 1 | PJM | 229 | 69 | 237 | 12872 | unknown
209732 | AMP1 2 | PJM | 229 | 69 | 237 | 12872 | unknown
209740 | AMP2 1 | PJM | 229 | 69 | 237 | 12873 | unknown
209741 | AMP2 2 | PJM | 229 | 69 | 237 | 12873 | unknown
209788 | CABA T2 | PJM | 229 | 69 | 237 | 12874 | unknown
209789 | CABA T1 | PJM | 229 | 69 | 237 | 12874 | unknown
209797 | CASY 1 | PJM | 229 | 69 | 237 | 12875 | unknown
209798 | CASY 2 | PJM | 229 | 69 | 237 | 12875 | unknown
209841 | COPP DA2 | PJM | 229 | 69 | 237 | 12876 | unknown | [6 empty] | 40.3512 | -76.3668 | 3417
209843 | COPP HU2 | PJM | 229 | 69 | 237 | 12876 | unknown | [6 empty] | 40.3512 | -76.3668 | 3417
209842 | COPP DA1 | PJM | 229 | 69 | 237 | 12877 | unknown | [6 empty] | 40.3512 | -76.3668 | 3417
209844 | COPP HU1 | PJM | 229 | 69 | 237 | 12877 | unknown | [6 empty] | 40.3512 | -76.3668 | 3417
210056 | MEISTIRI | PJM | 229 | 69 | 237 | 12878 | unknown | [6 empty] | 40.8362 | -76.8277 | 3252
210185 | RFLD TP1 | PJM | 229 | 69 | 237 | 12878 | unknown | [6 empty] | 40.8362 | -76.8277 | 3252
210222 | SHLA 1 | PJM | 229 | 69 | 237 | 12879 | unknown
210223 | SHLA 2 | PJM | 229 | 69 | 237 | 12879 | unknown
210263 | SUMM TP2 | PJM | 229 | 69 | 237 | 12880 | unknown
210264 | SUMM TP1 | PJM | 229 | 69 | 237 | 12880 | unknown
210265 | SUMM TP | PJM | 229 | 69 | 237 | 12880 | unknown
210395 | AMCO | PJM | 229 | 69 | 238 | 12881 | unknown
210396 | AMCO TP1 | PJM | 229 | 69 | 238 | 12881 | unknown
210397 | AMCO TP2 | PJM | 229 | 69 | 238 | 12881 | unknown
210472 | BREI TP1E | PJM | 229 | 69 | 238 | 12882 | unknown |  |  |  | 40.5517 | -75.6425 | 3267 | 40.5517 | -75.6425 | 3267
210473 | BREI TP1W | PJM | 229 | 69 | 238 | 12882 | unknown |  |  |  | 40.5517 | -75.6425 | 3267 | 40.5517 | -75.6425 | 3267
210474 | BREI TP2E | PJM | 229 | 69 | 238 | 12883 | unknown |  |  |  | 40.5517 | -75.6425 | 3267 | 40.5517 | -75.6425 | 3267
210475 | BREI TP2W | PJM | 229 | 69 | 238 | 12883 | unknown |  |  |  | 40.5517 | -75.6425 | 3267 | 40.5517 | -75.6425 | 3267
210541 | CCNA 1 | PJM | 229 | 69 | 238 | 12884 | unknown
210542 | CCNA 2 | PJM | 229 | 69 | 238 | 12884 | unknown
210568 | DRAG | PJM | 229 | 69 | 238 | 12885 | unknown | [6 empty] | 40.8009 | -75.1285 | 3521
210569 | DRAG 1 | PJM | 229 | 69 | 238 | 12885 | unknown | [6 empty] | 40.8009 | -75.1285 | 3521
210570 | DRAG 2 | PJM | 229 | 69 | 238 | 12885 | unknown | [6 empty] | 40.8009 | -75.1285 | 3521
210596 | EFMO TP1 | PJM | 229 | 138 | 234 | 12886 | unknown
210599 | EFMO TP2 | PJM | 229 | 138 | 234 | 12886 | unknown
210600 | EFMO DC | PJM | 229 | 138 | 234 | 12886 | unknown
210719 | HAPA 1 | PJM | 229 | 69 | 238 | 12887 | unknown
210720 | HAPA 2 | PJM | 229 | 69 | 238 | 12887 | unknown
210838 | LOST 1 | PJM | 229 | 69 | 238 | 12888 | unknown
210839 | LOST 2 | PJM | 229 | 69 | 238 | 12888 | unknown
210840 | LOST | PJM | 229 | 69 | 238 | 12888 | unknown
210900 | MACI TP2 | PJM | 229 | 69 | 239 | 12889 | unknown
210928 | MACI DC | PJM | 229 | 69 | 239 | 12889 | unknown
210929 | LORI DC | PJM | 229 | 69 | 239 | 12889 | unknown
212281 | MACI TP1 | PJM | 229 | 69 | 239 | 12889 | unknown
210904 | MECK TP1 | PJM | 229 | 69 | 239 | 12890 | unknown
210905 | MECK TP2 | PJM | 229 | 69 | 239 | 12890 | unknown
212555 | MECK DC | PJM | 229 | 69 | 239 | 12890 | unknown
210921 | BECR DC | PJM | 229 | 69 | 239 | 12891 | unknown
211382 | BECR TP1 | PJM | 229 | 69 | 239 | 12891 | unknown
211392 | BECR TP2 | PJM | 229 | 69 | 239 | 12891 | unknown
210922 | POCA DC | PJM | 229 | 69 | 239 | 12892 | unknown
212360 | POCA TP2 | PJM | 229 | 69 | 239 | 12892 | unknown
212363 | POCA TP1 | PJM | 229 | 69 | 239 | 12892 | unknown
210927 | HRDG DC | PJM | 229 | 69 | 239 | 12893 | unknown
212200 | HRDG TP | PJM | 229 | 69 | 239 | 12893 | unknown
212202 | HRDG TP3 | PJM | 229 | 69 | 239 | 12893 | unknown
211029 | PAZI 1 | PJM | 229 | 69 | 238 | 12894 | unknown
211030 | PAZI 2 | PJM | 229 | 69 | 238 | 12894 | unknown
211031 | PAZI | PJM | 229 | 69 | 238 | 12894 | unknown
211140 | BINGTPDC | PJM | 229 | 69 | 238 | 12895 | unknown
211141 | BING TP2 | PJM | 229 | 69 | 238 | 12895 | unknown
211291 | UNCA 1 | PJM | 229 | 69 | 238 | 12896 | unknown | [6 empty] | 40.2783 | -75.3263 | 3239
211292 | UNCA 2 | PJM | 229 | 69 | 238 | 12896 | unknown | [6 empty] | 40.2783 | -75.3263 | 3239
211293 | UNCA | PJM | 229 | 69 | 238 | 12896 | unknown | [6 empty] | 40.2783 | -75.3263 | 3239
211345 | WHCE 1 | PJM | 229 | 69 | 238 | 12897 | unknown
211346 | WHCE 2 | PJM | 229 | 69 | 238 | 12897 | unknown
211347 | WHCE | PJM | 229 | 69 | 238 | 12897 | unknown
211393 | BLCO | PJM | 229 | 69 | 239 | 12898 | unknown
212242 | KENR | PJM | 229 | 69 | 239 | 12898 | unknown
211412 | BROO TP | PJM | 229 | 69 | 234 | 12899 | unknown
211413 | BROO TP2 | PJM | 229 | 69 | 234 | 12899 | unknown
211532 | FLND TP2 | PJM | 229 | 69 | 239 | 12900 | unknown
211943 | FLND TP1 | PJM | 229 | 69 | 239 | 12900 | unknown
211946 | FLND DC | PJM | 229 | 69 | 239 | 12900 | unknown
211562 | HAML TP1 | PJM | 229 | 69 | 234 | 12901 | unknown
211582 | HAML TP2 | PJM | 229 | 69 | 234 | 12901 | unknown
211689 | HAWL TP1 | PJM | 229 | 69 | 234 | 12902 | unknown | [6 empty] | 41.4971 | -75.6092 | 3266
211692 | HAWL DC | PJM | 229 | 69 | 234 | 12902 | unknown | [6 empty] | 41.4971 | -75.6092 | 3266
211703 | SAMA TP1 | PJM | 229 | 69 | 234 | 12903 | unknown |  |  |  | 40.8362 | -76.8277 | 3252 | 40.8362 | -76.8277 | 3252
211704 | SAMA TP2 | PJM | 229 | 69 | 234 | 12903 | unknown |  |  |  | 40.8362 | -76.8277 | 3252 | 40.8362 | -76.8277 | 3252
212398 | SAMA | PJM | 229 | 69 | 236 | 12903 | unknown |  |  |  | 40.8362 | -76.8277 | 3252 | 40.8362 | -76.8277 | 3252
212399 | SAMA NO | PJM | 229 | 69 | 236 | 12903 | unknown |  |  |  | 40.8362 | -76.8277 | 3252 | 40.8362 | -76.8277 | 3252
211705 | MCCI 1 | PJM | 229 | 69 | 239 | 12904 | unknown
211706 | MCCI 2 | PJM | 229 | 69 | 239 | 12904 | unknown
211950 | WEIS TP2 | PJM | 229 | 69 | 239 | 12905 | unknown
211951 | WEIS TP1 | PJM | 229 | 69 | 239 | 12905 | unknown
212007 | COLURETI | PJM | 229 | 69 | 236 | 12906 | unknown | [6 empty] | 40.8362 | -76.8277 | 3252
212009 | COLURENO | PJM | 229 | 69 | 236 | 12906 | unknown | [6 empty] | 40.8362 | -76.8277 | 3252
212019 | ALUM 2 | PJM | 229 | 69 | 239 | 12907 | unknown
212020 | ALUM 1 | PJM | 229 | 69 | 239 | 12907 | unknown
212033 | AUBU TP2 | PJM | 229 | 69 | 239 | 12908 | unknown
212034 | AUBU DC | PJM | 229 | 69 | 239 | 12908 | unknown
212126 | EXTR 3 | PJM | 229 | 69 | 239 | 12909 | unknown
212127 | EXTR AUB | PJM | 229 | 69 | 239 | 12909 | unknown
212337 | EXTR DC | PJM | 229 | 69 | 239 | 12909 | unknown
212139 | FIQU TP3 | PJM | 229 | 69 | 236 | 12910 | unknown
212140 | FIQU TP 4 | PJM | 229 | 69 | 236 | 12910 | unknown
212167 | GEIS | PJM | 229 | 69 | 236 | 12911 | unknown
212307 | GEIS TP 1 | PJM | 229 | 69 | 236 | 12911 | unknown
212309 | GEIS TP 2 | PJM | 229 | 69 | 236 | 12911 | unknown
212217 | REED TP1 | PJM | 229 | 69 | 239 | 12912 | unknown
212218 | REED TP2 | PJM | 229 | 69 | 239 | 12912 | unknown
212373 | REED DC | PJM | 229 | 69 | 239 | 12912 | unknown
212241 | KENR TP 2 | PJM | 229 | 69 | 239 | 12913 | unknown
212247 | KENR TP 1 | PJM | 229 | 69 | 239 | 12913 | unknown
212250 | KENR DC | PJM | 229 | 69 | 239 | 12913 | unknown
212338 | OAHI 3 | PJM | 229 | 69 | 239 | 12914 | unknown
212339 | OAHI | PJM | 229 | 69 | 239 | 12914 | unknown
212349 | OAHI AUB | PJM | 229 | 69 | 239 | 12914 | unknown
212387 | RFLD TI1 | PJM | 229 | 69 | 236 | 12915 | unknown |  |  |  | 40.8362 | -76.8277 | 3252 | 40.8362 | -76.8277 | 3252
212388 | RFLD TI2 | PJM | 229 | 69 | 236 | 12915 | unknown |  |  |  | 40.8362 | -76.8277 | 3252 | 40.8362 | -76.8277 | 3252
212472 | WBLO TP2 | PJM | 229 | 69 | 236 | 12916 | unknown
212473 | WBLO TP1 | PJM | 229 | 69 | 236 | 12916 | unknown
212481 | WBLO DC | PJM | 229 | 69 | 236 | 12916 | unknown
212486 | BOMI TP1 | PJM | 229 | 69 | 236 | 12917 | unknown
212487 | BOMI TP2 | PJM | 229 | 69 | 236 | 12917 | unknown
212660 | BOMI DC | PJM | 229 | 69 | 236 | 12917 | unknown
213750 | LINWOOD43 | PJM | 230 | 230 | 241 | 12918 | known |  | 39.8182 | -75.4333
214233 | LINWOOD86 | PJM | 230 | 230 | 241 | 12918 | known |  | 39.8182 | -75.4333
214234 | LINWOOD97 | PJM | 230 | 230 | 241 | 12918 | known
214235 | LINWOOD84 | PJM | 230 | 230 | 241 | 12918 | known
214236 | LINWOOD85 | PJM | 230 | 230 | 241 | 12918 | known
214237 | LINWOOD87 | PJM | 230 | 230 | 241 | 12918 | known
213805 | MONROERC | PJM | 230 | 35 | 248 | 12919 | unknown
216162 | 164_MONROE | PJM | 230 | 35 | 248 | 12919 | unknown
216163 | 3329_MONROE | PJM | 230 | 35 | 248 | 12919 | unknown
213951 | SHERWOOD | PJM | 230 | 35 | 248 | 12920 | unknown
216072 | 3331_JUNC-S | PJM | 230 | 35 | 248 | 12920 | unknown
214064 | WSTMLND75 | PJM | 230 | 69 | 242 | 12921 | unknown | [6 empty] | 40.1715 | -75.3101 | 3246
214230 | WSTMLND68 | PJM | 230 | 69 | 242 | 12921 | unknown | [6 empty] | 40.1715 | -75.3101 | 3246
214231 | WSTMLND03 | PJM | 230 | 69 | 242 | 12921 | unknown | [6 empty] | 40.1715 | -75.3101 | 3246
214232 | WSTMLND26 | PJM | 230 | 69 | 242 | 12921 | unknown | [6 empty] | 40.1715 | -75.3101 | 3246
216013 | 8800_DUMMY | PJM | 230 | 35 | 248 | 12922 | unknown
216070 | 3331_JUNC-O | PJM | 230 | 35 | 248 | 12922 | unknown
216046 | 3340_R1 | PJM | 230 | 35 | 248 | 12923 | unknown
216164 | 3340_DUTTON1 | PJM | 230 | 35 | 248 | 12923 | unknown
216165 | 3340_DUTTON2 | PJM | 230 | 35 | 248 | 12923 | unknown
217056 | DORMPL_1 | PJM | 231 | 138 | 250 | 12924 | unknown | [5 empty] | 4131 |  |  | 4119
217327 | DORMPL_2 | PJM | 231 | 138 | 250 | 12924 | unknown | [5 empty] | 4131 |  |  | 4119
217065 | ECRRF_1 | PJM | 231 | 138 | 250 | 12925 | unknown | [5 empty] | 4119 |  |  | 4119
217323 | ECRRF_2 | PJM | 231 | 138 | 250 | 12925 | unknown | [5 empty] | 4119 |  |  | 4119
217331 | PLSNTVY_1 | PJM | 231 | 230 | 251 | 12926 | known
217332 | PLSNTVY_3 | PJM | 231 | 230 | 252 | 12926 | known
218309 | PLSNTVY_2 | PJM | 231 | 230 | 251 | 12926 | known |  | 40.3373 | -74.9297
219200 | MERCER_2 | PJM | 231 | 230 | 252 | 12927 | known |  | 40.1806 | -74.7325
219746 | MERCER_1 | PJM | 231 | 230 | 252 | 12927 | known
219747 | MERCER_3 | PJM | 231 | 230 | 252 | 12927 | known
219748 | MERCER_4 | PJM | 231 | 230 | 252 | 12927 | known
219749 | MERCER_5 | PJM | 231 | 230 | 252 | 12927 | known
219750 | MERCER_6 | PJM | 231 | 230 | 252 | 12927 | known
221002 | CAMPSMLCAP | PJM | 232 | 115 | 260 | 12928 | unknown
221247 | CAMPSML | PJM | 232 | 115 | 260 | 12928 | unknown
221031 | MPO542 | PJM | 232 | 115 | 259 | 12929 | unknown
221032 | MPO541 | PJM | 232 | 115 | 259 | 12929 | unknown
221038 | SOLLEY34 | PJM | 232 | 115 | 260 | 12930 | unknown | [5 empty] | 4259 |  |  | 4259
221167 | SOLLEY35 | PJM | 232 | 115 | 260 | 12930 | unknown | [5 empty] | 4259 |  |  | 4259
221076 | MAYSC579 | PJM | 232 | 115 | 260 | 12931 | unknown
221079 | MAYSC578 | PJM | 232 | 115 | 260 | 12931 | unknown
221097 | C.PIPE11 | PJM | 232 | 115 | 260 | 12932 | unknown
221098 | C.PIPE12 | PJM | 232 | 115 | 260 | 12932 | unknown
221135 | CHES.PK2 | PJM | 232 | 115 | 260 | 12933 | unknown
221136 | CHES.PK1 | PJM | 232 | 115 | 260 | 12933 | unknown
221348 | RIV SEC1 | PJM | 232 | 34.5 | 259 | 12934 | unknown
221353 | RIV SEC2 | PJM | 232 | 34.5 | 259 | 12934 | unknown
221526 | GRENE ST | PJM | 232 | 13.8 | 259 | 12935 | unknown
221595 | GRENE SPT | PJM | 232 | 13.8 | 259 | 12935 | unknown
221659 | MON.ST-4 | PJM | 232 | 13.8 | 259 | 12936 | unknown
221660 | MON.ST-3 | PJM | 232 | 13.8 | 259 | 12936 | unknown
221662 | MON.ST-1 | PJM | 232 | 13.8 | 259 | 12936 | unknown
221663 | MON.ST-2 | PJM | 232 | 13.8 | 259 | 12936 | unknown
227030 | 6740 GOAB | PJM | 238 | 69 | 272 | 12937 | unknown
227073 | NEW MARKET | PJM | 238 | 69 | 272 | 12937 | unknown
227907 | FAATC #1 | PJM | 234 | 69 | 280 | 12938 | unknown | [6 empty] | 39.4283 | -74.6205 | 4445
227908 | 56168 T1 | PJM | 234 | 69 | 278 | 12938 | unknown | [6 empty] | 39.4283 | -74.6205 | 4445
227909 | 56168 T2 | PJM | 234 | 69 | 278 | 12938 | unknown | [6 empty] | 39.4283 | -74.6205 | 4445
227912 | FAATC #2 | PJM | 234 | 69 | 280 | 12938 | unknown | [6 empty] | 39.4283 | -74.6205 | 4445
227916 | FAATC T2 | PJM | 234 | 69 | 278 | 12938 | unknown | [6 empty] | 39.4283 | -74.6205 | 4445
228411 | PITMAN#1 | PJM | 234 | 69 | 277 | 12939 | unknown
228412 | PITMAN#2 | PJM | 234 | 69 | 277 | 12939 | unknown
228704 | CENTRAL | PJM | 234 | 69 | 277 | 12940 | unknown
228714 | CNTRL N | PJM | 234 | 69 | 277 | 12940 | unknown
232138 | ROXANA | PJM | 235 | 138 | 289 | 12941 | unknown | [6 empty] | 38.4432 | -75.0554 | 4588
232855 | BAYARD | PJM | 235 | 138 | 289 | 12941 | unknown | [6 empty] | 38.4432 | -75.0554 | 4588
232899 | W1-062 | PJM | 235 | 138 | 289 | 12942 | unknown
232900 | DEMECSMY | PJM | 235 | 138 | 289 | 12942 | unknown
235216 | 01MCCALM | PJM | 201 | 138 | 1202 | 12943 | unknown
235218 | 01MTGATH+ | PJM | 201 | 138 | 1202 | 12943 | unknown
235344 | 01HANNIB | PJM | 201 | 138 | 1201 | 12944 | unknown | [8 empty] | 4689
235378 | 01NMARTN | PJM | 201 | 138 | 1201 | 12944 | unknown | [8 empty] | 4689
235415 | 01RIDER | PJM | 201 | 138 | 1201 | 12945 | unknown
235422 | 01W MILF | PJM | 201 | 138 | 1201 | 12945 | unknown
235522 | 01BETHEL | PJM | 201 | 138 | 1203 | 12946 | unknown
235523 | 01BETHEL+ | PJM | 201 | 138 | 1203 | 12946 | unknown
235636 | 01EQT IO COM | PJM | 201 | 25 | 1202 | 12947 | unknown
235637 | 01EQTJUPITER | PJM | 201 | 25 | 1202 | 12947 | unknown
236630 | 01EQUIRGATH+ | PJM | 201 | 25 | 1204 | 12947 | unknown
235639 | 01KRYPTONITE | PJM | 201 | 25 | 1202 | 12948 | unknown
236545 | 01MOWL S J | PJM | 201 | 25 | 1204 | 12948 | unknown
235669 | 01MARKWEST H | PJM | 201 | 25 | 1204 | 12949 | unknown
236666 | 01MW HSTN J | PJM | 201 | 25 | 1204 | 12949 | unknown
235900 | 01FARMTN | PJM | 201 | 25 | 1204 | 12950 | unknown
235948 | 01HENRY CJ | PJM | 201 | 25 | 1204 | 12950 | unknown
236014 | 01SCOTTD | PJM | 201 | 25 | 1204 | 12951 | unknown
236483 | 01DURAL NJ | PJM | 201 | 25 | 1204 | 12951 | unknown
236685 | 01MERCERSB | PJM | 201 | 34.5 | 1204 | 12952 | unknown
236693 | 01MRCRBGWHT | PJM | 201 | 34.5 | 1204 | 12952 | unknown
236694 | 01MRCRBGMCCN | PJM | 201 | 34.5 | 1204 | 12952 | unknown
236702 | 01WOODLAWN | PJM | 201 | 46 | 1202 | 12953 | unknown
236802 | 01WOODLAWN J | PJM | 201 | 46 | 1202 | 12953 | unknown
236707 | 01TAR P J | PJM | 201 | 46 | 1202 | 12954 | unknown
236708 | 01TAR P 1J | PJM | 201 | 46 | 1202 | 12954 | unknown
236710 | 01KEYST CB | PJM | 201 | 46 | 1202 | 12955 | unknown
236812 | 01ST ROADJ | PJM | 201 | 46 | 1202 | 12955 | unknown
236736 | 01SONOCO J | PJM | 201 | 46 | 1202 | 12956 | unknown
236814 | 01SONOCO | PJM | 201 | 46 | 1202 | 12956 | unknown
236756 | 01MARBLH | PJM | 201 | 46 | 1202 | 12957 | unknown
236828 | 01GRAYMONT | PJM | 201 | 46 | 1202 | 12957 | unknown
237230 | 01SW 363T | PJM | 201 | 46 | 1205 | 12958 | unknown
237231 | 01W LEWIS | PJM | 201 | 46 | 1205 | 12958 | unknown
237283 | 01FRAMET T | PJM | 201 | 66 | 1201 | 12959 | unknown
237286 | 01OTTER | PJM | 201 | 66 | 1201 | 12959 | unknown
237336 | 01CHAMB 1J | PJM | 201 | 69 | 1204 | 12960 | unknown
237337 | 01MILL RD | PJM | 201 | 69 | 1204 | 12960 | unknown
237493 | 01RAVENROC | PJM | 201 | 34.5 | 1204 | 12961 | unknown
237698 | 01FOUNTD J | PJM | 201 | 34.5 | 1203 | 12961 | unknown
237519 | 01S.FREDER | PJM | 201 | 34.5 | 1203 | 12962 | unknown | [6 empty] | 39.2964 | -77.5148 | 4681
237631 | 01SFREDTAL | PJM | 201 | 34.5 | 1203 | 12962 | unknown | [6 empty] | 39.2964 | -77.5148 | 4681
237543 | 01THURMONT | PJM | 201 | 34.5 | 1203 | 12963 | unknown
237570 | 01WT4 JCT | PJM | 201 | 34.5 | 1203 | 12963 | unknown
237544 | 01TUSCAROR | PJM | 201 | 34.5 | 1203 | 12964 | unknown | [6 empty] | 39.2964 | -77.5148 | 4681
237597 | 01NDRTP T2 | PJM | 201 | 34.5 | 1203 | 12964 | unknown | [6 empty] | 39.2964 | -77.5148 | 4681
237579 | 01FANNIE B | PJM | 201 | 34.5 | 1203 | 12965 | unknown
237580 | 01FANNIE A | PJM | 201 | 34.5 | 1203 | 12965 | unknown
237623 | 01BALLEN B | PJM | 201 | 34.5 | 1203 | 12966 | unknown
237624 | 01BALLEN A | PJM | 201 | 34.5 | 1203 | 12966 | unknown
237719 | 01NDBKR1 T | PJM | 201 | 34.5 | 1203 | 12967 | unknown | [6 empty] | 39.5156 | -77.9176 | 4677
237721 | 01NDBKR2 T | PJM | 201 | 34.5 | 1203 | 12967 | unknown | [6 empty] | 39.5156 | -77.9176 | 4677
237789 | 01SCARLET A | PJM | 201 | 34.5 | 1203 | 12968 | unknown
237790 | 01SCARLET B | PJM | 201 | 34.5 | 1203 | 12968 | unknown
238504 | 02GM-PWR-TRN | PJM | 202 | 138 | 1245 | 12969 | unknown |  |  |  | 41.6911 | -83.4364 | 5053 | 41.6911 | -83.4364 | 5053
239219 | 02SMUCKER 1 | PJM | 202 | 138 | 1245 | 12969 | unknown |  |  |  | 41.6911 | -83.4364 | 5053 | 41.6911 | -83.4364 | 5053
238511 | 02GMC-J | PJM | 202 | 138 | 1245 | 12970 | unknown
238512 | 02GMC-K | PJM | 202 | 138 | 1245 | 12970 | unknown
238531 | 02ALLNJ | PJM | 202 | 138 | 1245 | 12971 | unknown | [5 empty] | 4886 |  |  | 4886
239345 | 02SIL_AE+ | PJM | 202 | 138 | 1245 | 12971 | unknown | [5 empty] | 4886 |  |  | 4886
238532 | 02ALLNJB | PJM | 202 | 138 | 1245 | 12972 | unknown | [5 empty] | 4886 |  |  | 4886
240978 | 02AJ-MOD | PJM | 202 | 138 | 1245 | 12972 | unknown | [5 empty] | 4886 |  |  | 4886
238540 | 02ARMCO+ | PJM | 202 | 138 | 1241 | 12973 | unknown
239196 | 02ARM+BU | PJM | 202 | 138 | 1241 | 12973 | unknown
238541 | 02AS Q-1 | PJM | 202 | 138 | 1239 | 12974 | unknown | [6 empty] | 41.5624 | -82.0666 | 4896
238546 | 02ASQ-11 | PJM | 202 | 138 | 1239 | 12974 | unknown | [6 empty] | 41.5624 | -82.0666 | 4896
238542 | 02ASH_1 | PJM | 202 | 138 | 1239 | 12975 | unknown
239055 | 02Q15TAP | PJM | 202 | 138 | 1239 | 12975 | unknown
238588 | 02BRNSWK | PJM | 202 | 138 | 1232 | 12976 | unknown
239618 | 02LAUREL | PJM | 202 | 138 | 1232 | 12976 | unknown
238613 | 02CF Q-4 | PJM | 202 | 138 | 1239 | 12977 | unknown
238614 | 02CFQ-14 | PJM | 202 | 138 | 1239 | 12977 | unknown
238638 | 02CPP NH | PJM | 202 | 138 | 1240 | 12978 | unknown
239005 | 02NHTQ11 | PJM | 202 | 138 | 1239 | 12978 | unknown
238643 | 02CW Q-1 | PJM | 202 | 138 | 1239 | 12979 | unknown
238644 | 02CW Q-3 | PJM | 202 | 138 | 1239 | 12979 | unknown
238647 | 02CY Q-1 | PJM | 202 | 138 | 1239 | 12980 | unknown
238648 | 02CY Q-2 | PJM | 202 | 138 | 1239 | 12980 | unknown
238656 | 02DBQ-11 | PJM | 202 | 138 | 1239 | 12981 | unknown
238657 | 02DBQ-14 | PJM | 202 | 138 | 1239 | 12981 | unknown
238661 | 02DKQ-16 | PJM | 202 | 138 | 1239 | 12982 | unknown
238662 | 02DKQ-17 | PJM | 202 | 138 | 1239 | 12982 | unknown
238663 | 02DLQ-15 | PJM | 202 | 138 | 1239 | 12983 | unknown
240248 | 02DLQ-18 | PJM | 202 | 138 | 1239 | 12983 | unknown
238671 | 02DW Q-1 | PJM | 202 | 138 | 1239 | 12984 | unknown
238672 | 02DW Q-3 | PJM | 202 | 138 | 1239 | 12984 | unknown
238686 | 02ECTY F | PJM | 202 | 138 | 1235 | 12985 | unknown
238694 | 02ELW.QS | PJM | 202 | 138 | 1235 | 12985 | unknown
238695 | 02ELW+ | PJM | 202 | 138 | 1235 | 12985 | unknown
239958 | 02ELW.QS2 | PJM | 202 | 138 | 1235 | 12985 | unknown
238698 | 02ENQ-11 | PJM | 202 | 138 | 1239 | 12986 | unknown | [6 empty] | 41.4239 | -81.756 | 4938
238699 | 02ENQ-12 | PJM | 202 | 138 | 1239 | 12986 | unknown | [6 empty] | 41.4239 | -81.756 | 4938
238701 | 02ERQ-11 | PJM | 202 | 138 | 1239 | 12987 | unknown
238702 | 02ERQ-14 | PJM | 202 | 138 | 1239 | 12987 | unknown
238704 | 02ET Q-1 | PJM | 202 | 138 | 1239 | 12988 | unknown
238705 | 02ET Q-2 | PJM | 202 | 138 | 1239 | 12988 | unknown
238713 | 02FB Q-1 | PJM | 202 | 138 | 1239 | 12989 | unknown | [8 empty] | 4952
238714 | 02FB Q-3 | PJM | 202 | 138 | 1239 | 12989 | unknown | [8 empty] | 4952
238737 | 02FRNKLN | PJM | 202 | 138 | 1237 | 12990 | unknown
240068 | 02STAR_FORGE | PJM | 202 | 138 | 1237 | 12990 | unknown
238743 | 02ER-DNB+Q11 | PJM | 202 | 138 | 1239 | 12991 | unknown
240347 | 02FOWLESQ11 | PJM | 202 | 138 | 1239 | 12991 | unknown
238750 | 02GDYR + | PJM | 202 | 138 | 1232 | 12992 | unknown
238787 | 02HAYES+ | PJM | 202 | 138 | 1232 | 12992 | unknown
238752 | 02GF Q-1 | PJM | 202 | 138 | 1239 | 12993 | unknown
238755 | 02GFQ-2 | PJM | 202 | 138 | 1239 | 12993 | unknown
238761 | 02GPPR + | PJM | 202 | 138 | 1242 | 12994 | unknown
238969 | 02MRGP + | PJM | 202 | 138 | 1242 | 12994 | unknown
238970 | 02MRST + | PJM | 202 | 138 | 1242 | 12994 | unknown
238762 | 02GR Q-3 | PJM | 202 | 138 | 1239 | 12995 | unknown | [8 empty] | 4952
238763 | 02GR Q-4 | PJM | 202 | 138 | 1239 | 12995 | unknown | [8 empty] | 4952
238790 | 02HCQ-13 | PJM | 202 | 138 | 1239 | 12996 | unknown | [8 empty] | 4952
238791 | 02HCQ-14 | PJM | 202 | 138 | 1239 | 12996 | unknown | [8 empty] | 4952
238798 | 02HKQ-21 | PJM | 202 | 138 | 1239 | 12997 | unknown | [8 empty] | 4952
238799 | 02HKQ-22 | PJM | 202 | 138 | 1239 | 12997 | unknown | [8 empty] | 4952
238815 | 02IKQ-15 | PJM | 202 | 138 | 1239 | 12998 | unknown | [5 empty] | 4952 |  |  | 4952
238817 | 02IKQ-18 | PJM | 202 | 138 | 1239 | 12998 | unknown | [5 empty] | 4952 |  |  | 4952
238818 | 02ILQ-11 | PJM | 202 | 138 | 1239 | 12999 | unknown | [8 empty] | 4952
238819 | 02ILQ-12 | PJM | 202 | 138 | 1239 | 12999 | unknown | [8 empty] | 4952
238830 | 02IWQ-16 | PJM | 202 | 138 | 1239 | 13000 | unknown | [5 empty] | 4952 |  |  | 4952
238831 | 02IWQ-17 | PJM | 202 | 138 | 1239 | 13000 | unknown | [5 empty] | 4952 |  |  | 4952
238838 | 02JIQ-11 | PJM | 202 | 138 | 1239 | 13001 | unknown
238839 | 02JIQ-14 | PJM | 202 | 138 | 1239 | 13001 | unknown
238851 | 02KD Q-1 | PJM | 202 | 138 | 1239 | 13002 | unknown
238852 | 02KD Q-3 | PJM | 202 | 138 | 1239 | 13002 | unknown
238855 | 02KH Q-1 | PJM | 202 | 138 | 1239 | 13003 | unknown
238856 | 02KH Q-3 | PJM | 202 | 138 | 1239 | 13003 | unknown
238859 | 02KIQ-11 | PJM | 202 | 138 | 1239 | 13004 | unknown
238860 | 02KIQ-14 | PJM | 202 | 138 | 1239 | 13004 | unknown
238862 | 02KL Q-1 | PJM | 202 | 138 | 1239 | 13005 | unknown
238863 | 02KL Q-3 | PJM | 202 | 138 | 1239 | 13005 | unknown
238867 | 02KPQ-12 | PJM | 202 | 138 | 1239 | 13006 | unknown
238868 | 02KPQ-13 | PJM | 202 | 138 | 1239 | 13006 | unknown
238869 | 02KY Q-1 | PJM | 202 | 138 | 1239 | 13007 | unknown
238870 | 02KY Q-3 | PJM | 202 | 138 | 1239 | 13007 | unknown
238876 | 02LAQ-12 | PJM | 202 | 138 | 1239 | 13008 | unknown
238877 | 02LAQ-13 | PJM | 202 | 138 | 1239 | 13008 | unknown
238878 | 02LB Q12 | PJM | 202 | 138 | 1239 | 13009 | unknown | [8 empty] | 4933
238904 | 02LMQ-11 | PJM | 202 | 138 | 1239 | 13009 | unknown | [8 empty] | 4933
240252 | 02LMQ-12 | PJM | 202 | 138 | 1239 | 13009 | unknown | [8 empty] | 4933
238882 | 02LE Q-1 | PJM | 202 | 138 | 1239 | 13010 | unknown
238883 | 02LE Q-3 | PJM | 202 | 138 | 1239 | 13010 | unknown
238893 | 02LF Q-2 | PJM | 202 | 138 | 1239 | 13011 | unknown | [8 empty] | 4952
238894 | 02LF Q-4 | PJM | 202 | 138 | 1239 | 13011 | unknown | [8 empty] | 4952
238918 | 02SLTRQ2 | PJM | 202 | 138 | 1233 | 13012 | unknown
238919 | 02SLTRQ4 | PJM | 202 | 138 | 1239 | 13012 | unknown
238950 | 02MBQ-13 | PJM | 202 | 138 | 1239 | 13013 | unknown | [5 empty] | 4932 |  |  | 4932
238951 | 02MBQ-14 | PJM | 202 | 138 | 1239 | 13013 | unknown | [5 empty] | 4932 |  |  | 4932
238972 | 02MX Q-2 | PJM | 202 | 138 | 1239 | 13014 | unknown
238973 | 02MX Q-4 | PJM | 202 | 138 | 1239 | 13014 | unknown
238996 | 02NEQ-15 | PJM | 202 | 138 | 1239 | 13015 | unknown | [8 empty] | 4933
238997 | 02NEQ-16 | PJM | 202 | 138 | 1239 | 13015 | unknown | [8 empty] | 4933
239013 | 02NSQ-15 | PJM | 202 | 138 | 1239 | 13016 | unknown
239014 | 02NSQ-16 | PJM | 202 | 138 | 1239 | 13016 | unknown
239037 | 02PGQ-11 | PJM | 202 | 138 | 1239 | 13017 | unknown
239038 | 02PGQ-12 | PJM | 202 | 138 | 1239 | 13017 | unknown
239049 | 02PV Q1 | PJM | 202 | 138 | 1239 | 13018 | unknown | [5 empty] | 4952 |  |  | 4952
239051 | 02PV Q3 | PJM | 202 | 138 | 1239 | 13018 | unknown | [5 empty] | 4952 |  |  | 4952
239053 | 02PVMQ15 | PJM | 202 | 138 | 1239 | 13019 | unknown
239054 | 02PVMQ16 | PJM | 202 | 138 | 1239 | 13019 | unknown
239056 | 02R.M. + | PJM | 202 | 138 | 1237 | 13020 | unknown |  |  |  | 41.1776 | -80.8244 | 4947 | 41.1776 | -80.8244 | 4947
239062 | 02REACMT | PJM | 202 | 138 | 1237 | 13020 | unknown |  |  |  | 41.1776 | -80.8244 | 4947 | 41.1776 | -80.8244 | 4947
239113 | 02SP Q-2 | PJM | 202 | 138 | 1239 | 13021 | unknown | [5 empty] | 4993 |  |  | 4993
239115 | 02SP Q-4 | PJM | 202 | 138 | 1239 | 13021 | unknown | [5 empty] | 4993 |  |  | 4993
239116 | 02SPXFQ2 | PJM | 202 | 138 | 1239 | 13021 | unknown | [5 empty] | 4993 |  |  | 4993
239117 | 02SPXFQ4 | PJM | 202 | 138 | 1239 | 13021 | unknown | [5 empty] | 4993 |  |  | 4993
239145 | 02REPVINE | PJM | 202 | 138 | 1233 | 13022 | unknown
239730 | 02REPARC | PJM | 202 | 138 | 1233 | 13022 | unknown
239192 | 02WALGRN | PJM | 202 | 138 | 1245 | 13023 | unknown
240988 | 02SHELBY_FS+ | PJM | 202 | 138 | 1245 | 13023 | unknown
239210 | 02IOQ-16 | PJM | 202 | 138 | 1239 | 13024 | unknown | [6 empty] | 41.4784 | -81.6264 | 4949
239211 | 02IOQ-17 | PJM | 202 | 138 | 1239 | 13024 | unknown | [6 empty] | 41.4784 | -81.6264 | 4949
239212 | 02AUSTQ2 | PJM | 202 | 138 | 1239 | 13025 | unknown | [5 empty] | 4993 |  |  | 4993
239213 | 02AUSTQ1 | PJM | 202 | 138 | 1239 | 13025 | unknown | [5 empty] | 4993 |  |  | 4993
239282 | 02PROQ12 | PJM | 202 | 138 | 1239 | 13026 | unknown
239283 | 02PROQ13 | PJM | 202 | 138 | 1239 | 13026 | unknown
239418 | 02WATER ST | PJM | 202 | 23 | 1231 | 13027 | unknown
239485 | 02WATER-D | PJM | 202 | 23 | 1231 | 13027 | unknown
239486 | 02WATER-H | PJM | 202 | 23 | 1231 | 13027 | unknown
239511 | 02PS-PAR | PJM | 202 | 69 | 1232 | 13028 | unknown
239622 | 02RAVAGO+ | PJM | 202 | 69 | 1232 | 13028 | unknown
239515 | 02MOD.T&D+ | PJM | 202 | 69 | 1232 | 13029 | unknown
239518 | 02CRANE | PJM | 202 | 69 | 1232 | 13029 | unknown
239529 | 02GYR.MDT+ | PJM | 202 | 69 | 1232 | 13030 | unknown
239530 | 02WLKSN-EG | PJM | 202 | 69 | 1232 | 13030 | unknown
239550 | 02BGR.IRN+ | PJM | 202 | 69 | 1232 | 13031 | unknown
239551 | 02CNT-TIRE | PJM | 202 | 69 | 1232 | 13031 | unknown
239577 | 02GEAUGA + | PJM | 202 | 69 | 1232 | 13032 | unknown |  |  |  | 41.3033 | -81.4738 | 4913 | 41.3033 | -81.4738 | 4913
239610 | 02TWNSBRG+ | PJM | 202 | 69 | 1232 | 13032 | unknown |  |  |  | 41.3033 | -81.4738 | 4913 | 41.3033 | -81.4738 | 4913
239581 | 02PAGE TP+ | PJM | 202 | 69 | 1232 | 13033 | unknown | [6 empty] | 41.1119 | -81.2237 | 4945
239583 | 02PAGE | PJM | 202 | 69 | 1232 | 13033 | unknown | [6 empty] | 41.1119 | -81.2237 | 4945
239582 | 02ROTEK T+ | PJM | 202 | 69 | 1232 | 13034 | unknown
239607 | 02CHILLCTH | PJM | 202 | 69 | 1232 | 13034 | unknown
239663 | 02INV-MIL+ | PJM | 202 | 69 | 1233 | 13035 | unknown | [6 empty] | 41.2889 | -82.0879 | 4911
239664 | 02INVACAR+ | PJM | 202 | 69 | 1233 | 13035 | unknown | [6 empty] | 41.2889 | -82.0879 | 4911
239671 | 02ABEX + | PJM | 202 | 69 | 1233 | 13036 | unknown |  |  |  | 41.2889 | -82.0879 | 4911 | 41.2889 | -82.0879 | 4911
239672 | 02ABBE | PJM | 202 | 69 | 1233 | 13036 | unknown |  |  |  | 41.2889 | -82.0879 | 4911 | 41.2889 | -82.0879 | 4911
239673 | 02AB-WINC+ | PJM | 202 | 69 | 1233 | 13036 | unknown |  |  |  | 41.2889 | -82.0879 | 4911 | 41.2889 | -82.0879 | 4911
239675 | 02SHAWVILL | PJM | 202 | 69 | 1233 | 13037 | unknown
239677 | 02SHAWVILL+ | PJM | 202 | 69 | 1233 | 13037 | unknown
239678 | 02RIDGE + | PJM | 202 | 69 | 1233 | 13038 | unknown | [6 empty] | 41.2889 | -82.0879 | 4911
239679 | 02WINCKLES | PJM | 202 | 69 | 1233 | 13038 | unknown | [6 empty] | 41.2889 | -82.0879 | 4911
239682 | 02BG-EF + | PJM | 202 | 69 | 1233 | 13039 | unknown
239683 | 02ELY-FYD. | PJM | 202 | 69 | 1233 | 13039 | unknown
239684 | 02AMHERST | PJM | 202 | 69 | 1233 | 13040 | unknown | [6 empty] | 41.4264 | -82.2633 | 4902
239685 | 02NORDSON+ | PJM | 202 | 69 | 1233 | 13040 | unknown | [6 empty] | 41.4264 | -82.2633 | 4902
239686 | 02AMH.MUNI | PJM | 202 | 69 | 1233 | 13040 | unknown | [6 empty] | 41.4264 | -82.2633 | 4902
239692 | 02ELY | PJM | 202 | 69 | 1233 | 13041 | unknown |  |  |  | 41.2889 | -82.0879 | 4911 | 41.2889 | -82.0879 | 4911
239693 | 02ELY + | PJM | 202 | 69 | 1233 | 13041 | unknown |  |  |  | 41.2889 | -82.0879 | 4911 | 41.2889 | -82.0879 | 4911
239703 | 02LAR.FYD. | PJM | 202 | 69 | 1233 | 13042 | unknown
239722 | 02CAPEL + | PJM | 202 | 69 | 1233 | 13042 | unknown
239774 | 02SUPEROR+ | PJM | 202 | 69 | 1234 | 13043 | unknown
239775 | 02REP_ENG+ | PJM | 202 | 69 | 1234 | 13043 | unknown
239792 | 02CROWN_CORK | PJM | 202 | 69 | 1234 | 13043 | unknown
239810 | 02WELFRE W | PJM | 202 | 69 | 1235 | 13044 | unknown
239811 | 02WELFRE E | PJM | 202 | 69 | 1235 | 13044 | unknown
239831 | 02INGMAR-1 | PJM | 202 | 69 | 1235 | 13045 | unknown
239838 | 02INGMAR-2 | PJM | 202 | 69 | 1235 | 13045 | unknown
239832 | 02PULASKI | PJM | 202 | 69 | 1235 | 13046 | unknown | [6 empty] | 41.1669 | -80.7486 | 5006
239854 | 02WILMTN J | PJM | 202 | 69 | 1235 | 13046 | unknown | [6 empty] | 41.1669 | -80.7486 | 5006
239867 | 02GRNVLY79 | PJM | 202 | 69 | 1235 | 13047 | unknown
239869 | 02GRNVLY80 | PJM | 202 | 69 | 1235 | 13047 | unknown
239877 | 02CLARK AV | PJM | 202 | 69 | 1235 | 13048 | unknown | [6 empty] | 41.1669 | -80.7486 | 5006
239891 | 02CLARK+ | PJM | 202 | 69 | 1235 | 13048 | unknown | [6 empty] | 41.1669 | -80.7486 | 5006
239935 | 02MARKWEST | PJM | 202 | 138 | 1235 | 13049 | unknown | [6 empty] | 40.8511 | -80.3363 | 4948
239943 | 02MKWEST2 | PJM | 202 | 138 | 1235 | 13049 | unknown | [6 empty] | 40.8511 | -80.3363 | 4948
239965 | 02ROCKHLL+ | PJM | 202 | 69 | 1236 | 13050 | unknown
239974 | 02ROCKHILL | PJM | 202 | 69 | 1236 | 13050 | unknown
240145 | 02TYRRELL+ | PJM | 202 | 69 | 1238 | 13051 | unknown | [6 empty] | 41.1669 | -80.7486 | 5006
240208 | 02HARTFRD+ | PJM | 202 | 69 | 1238 | 13051 | unknown | [6 empty] | 41.1669 | -80.7486 | 5006
240175 | 02QUAK CY+ | PJM | 202 | 69 | 1238 | 13052 | unknown
240176 | 02SALEM + | PJM | 202 | 69 | 1238 | 13052 | unknown
240177 | 02SALEM-OE | PJM | 202 | 69 | 1238 | 13052 | unknown
240178 | 02EDJER+ | PJM | 202 | 69 | 1238 | 13052 | unknown
240352 | 02PM2Q11 | PJM | 202 | 138 | 1239 | 13053 | unknown | [5 empty] | 4993 |  |  | 4993
240353 | 02PM2Q12 | PJM | 202 | 138 | 1239 | 13053 | unknown | [5 empty] | 4993 |  |  | 4993
240359 | 02BENTLEYQ1 | PJM | 202 | 138 | 1239 | 13054 | unknown | [6 empty] | 41.5624 | -82.0666 | 4896
240360 | 02BENTLEYQ3 | PJM | 202 | 138 | 1239 | 13054 | unknown | [6 empty] | 41.5624 | -82.0666 | 4896
240456 | 02IDEAL + | PJM | 202 | 69 | 1241 | 13055 | unknown
240467 | 02FIFTH ST | PJM | 202 | 69 | 1241 | 13055 | unknown
240526 | 02HOMRVLL+ | PJM | 202 | 69 | 1241 | 13056 | unknown
240527 | 02HOMRVLLE | PJM | 202 | 69 | 1241 | 13056 | unknown
240565 | 02LEADER | PJM | 202 | 34.5 | 1242 | 13057 | unknown
240566 | 02W.DAY | PJM | 202 | 34.5 | 1242 | 13057 | unknown
240597 | 02SCIO + | PJM | 202 | 69 | 1242 | 13058 | unknown |  |  |  | 40.2593 | -83.087 | 5008 | 40.2593 | -83.087 | 5008
240625 | 02BELL + | PJM | 202 | 69 | 1242 | 13058 | unknown |  |  |  | 40.2593 | -83.087 | 5008 | 40.2593 | -83.087 | 5008
240756 | 02HURONOE | PJM | 202 | 69 | 1244 | 13059 | unknown
240757 | 02HURON+ | PJM | 202 | 69 | 1244 | 13059 | unknown
240771 | 02TRC-PLS+ | PJM | 202 | 69 | 1244 | 13060 | unknown
240818 | 02TRICORJCT | PJM | 202 | 69 | 1244 | 13060 | unknown
240797 | 02SMITH A+ | PJM | 202 | 69 | 1244 | 13061 | unknown
240815 | 02WILBERT | PJM | 202 | 69 | 1244 | 13061 | unknown
240856 | 02EDGER | PJM | 202 | 69 | 1245 | 13062 | unknown
240965 | 02EDGR VIL | PJM | 202 | 69 | 1245 | 13062 | unknown
240906 | 02WUNTYTAP | PJM | 202 | 69 | 1245 | 13063 | unknown
240907 | 02W UNTY | PJM | 202 | 69 | 1245 | 13063 | unknown
242534 | 05ALLOY | PJM | 205 | 138 | 1250 | 13064 | unknown |  |  |  | 38.2078 | -81.419 | 5070 | 38.2078 | -81.419 | 5070
247535 | R-076 | PJM | 205 | 138 | 1295 | 13064 | unknown |  |  |  | 38.2078 | -81.419 | 5070 | 38.2078 | -81.419 | 5070
242549 | 05BANSTR | PJM | 205 | 138 | 1250 | 13065 | unknown | [6 empty] | 36.4833 | -79.0731 | 6404
314668 | 4BANISTR | PJM | 345 | 138 | 358 | 13065 | unknown | [6 empty] | 36.4833 | -79.0731 | 6404
242585 | 05CAVE SPR1Z | PJM | 205 | 138 | 1250 | 13066 | unknown | [6 empty] | 37.2315 | -80.1674 | 5071
242586 | 05CAVE SPR2Z | PJM | 205 | 138 | 1250 | 13066 | unknown | [6 empty] | 37.2315 | -80.1674 | 5071
245723 | 05CAVE SPR | PJM | 205 | 138 | 1250 | 13066 | unknown | [6 empty] | 37.2315 | -80.1674 | 5071
242614 | 05COLLINV SS | PJM | 205 | 138 | 1250 | 13067 | unknown
247169 | 05COLLINV | PJM | 205 | 138 | 1250 | 13067 | unknown
242628 | 05E.LYNN | PJM | 205 | 138 | 1250 | 13068 | unknown
246320 | 05NEW EAGLE | PJM | 205 | 138 | 1250 | 13068 | unknown
242647 | 05G.BRAN | PJM | 205 | 138 | 1250 | 13069 | unknown
242751 | 05PIGEON | PJM | 205 | 138 | 1250 | 13069 | unknown
242654 | 05GRASCK | PJM | 205 | 138 | 1250 | 13070 | unknown
242690 | 05KEENMT | PJM | 205 | 138 | 1250 | 13070 | unknown
242704 | 05LOGAN1 | PJM | 205 | 138 | 1250 | 13071 | unknown
242705 | 05LOGAN2 | PJM | 205 | 138 | 1250 | 13071 | unknown
242775 | 05ROCKCAS SS | PJM | 205 | 138 | 1250 | 13072 | unknown |  |  |  | 37.0403 | -79.5326 | 5137 | 37.0403 | -79.5326 | 5137
245675 | 05WHITEHOUS8 | PJM | 205 | 138 | 1250 | 13072 | unknown |  |  |  | 37.0403 | -79.5326 | 5137 | 37.0403 | -79.5326 | 5137
242787 | 05MIDDLEB SS | PJM | 205 | 138 | 1251 | 13073 | unknown
253111 | 09MIDDLE | PJM | 209 | 138 | 1209 | 13073 | unknown
242790 | 05S.BUFFALO | PJM | 205 | 138 | 1250 | 13074 | unknown | [6 empty] | 38.4733 | -81.8228 | 5060
246162 | 05S.BUF T1-4 | PJM | 205 | 138 | 1250 | 13074 | unknown | [6 empty] | 38.4733 | -81.8228 | 5060
242795 | 05SHARPL | PJM | 205 | 138 | 1250 | 13075 | unknown
244534 | 05DALTEX L | PJM | 205 | 138 | 1255 | 13075 | unknown
242812 | 05MINERAL8 | PJM | 205 | 138 | 1253 | 13076 | unknown
244283 | 05MINERAL SS | PJM | 205 | 138 | 1253 | 13076 | unknown
242819 | 05SULVN | PJM | 205 | 138 | 1250 | 13077 | unknown | [5 empty] | 6459 |  |  | 6459
244508 | 05RIGGS | PJM | 205 | 138 | 1250 | 13077 | unknown | [5 empty] | 6459 |  |  | 6459
242833 | 05TRAILF | PJM | 205 | 138 | 1250 | 13078 | unknown | [6 empty] | 37.6579 | -81.6776 | 5068
247048 | 05PINNCK | PJM | 205 | 138 | 1250 | 13078 | unknown | [6 empty] | 37.6579 | -81.6776 | 5068
242846 | 05WHARTN | PJM | 205 | 138 | 1250 | 13079 | unknown
242847 | 05WHARTZ | PJM | 205 | 138 | 1250 | 13079 | unknown
242853 | 05WURNO | PJM | 205 | 138 | 1250 | 13080 | unknown
244151 | 05WURNO L | PJM | 205 | 34.5 | 1255 | 13080 | unknown
242858 | 05WYTHE1 | PJM | 205 | 138 | 1250 | 13081 | unknown |  |  |  | 36.8791 | -80.8224 | 5065 | 36.8791 | -80.8224 | 5065
242859 | 05WYTHE2 | PJM | 205 | 138 | 1250 | 13081 | unknown |  |  |  | 36.8791 | -80.8224 | 5065 | 36.8791 | -80.8224 | 5065
242863 | 05B & W | PJM | 205 | 69 | 1255 | 13082 | unknown | [5 empty] | 5058 |  |  | 5058
247560 | 05B & W_CUST | PJM | 205 | 69 | 1255 | 13082 | unknown | [5 empty] | 5058 |  |  | 5058
242870 | 05DEARINGTN1 | PJM | 205 | 69 | 1255 | 13083 | unknown | [5 empty] | 5058 |  |  | 5058
245837 | 05DEARINGTN2 | PJM | 205 | 69 | 1255 | 13083 | unknown | [5 empty] | 5058 |  |  | 5058
242955 | 05APPLE VLYZ | PJM | 205 | 138 | 1251 | 13084 | unknown
245566 | 05APPLE VLY8 | PJM | 205 | 138 | 1251 | 13084 | unknown
242958 | 05BATTLE | PJM | 205 | 138 | 1251 | 13085 | unknown | [8 empty] | 5153
246176 | 05TUNNEL R C | PJM | 205 | 138 | 1251 | 13085 | unknown | [8 empty] | 5153
242961 | 05BIGGRC | PJM | 205 | 138 | 1251 | 13086 | known
246945 | 05BIGR1Z | PJM | 205 | 138 | 1251 | 13086 | known |  | 39.9512 | -80.6799
242962 | 05BLDBGZ | PJM | 205 | 138 | 1251 | 13087 | unknown |  |  |  | 40.0972 | -82.0185 | 5171 | 40.0972 | -82.0185 | 5171
247302 | 05BLDBG8 | PJM | 205 | 138 | 1251 | 13087 | unknown |  |  |  | 40.0972 | -82.0185 | 5171 | 40.0972 | -82.0185 | 5171
242963 | 05HEDDSS | PJM | 205 | 138 | 1251 | 13088 | unknown
245540 | 05BLOOMFL8 | PJM | 205 | 138 | 1256 | 13088 | unknown
242965 | 05BRIDGEVILZ | PJM | 205 | 138 | 1251 | 13089 | unknown
245839 | 05BRIDGEVIL | PJM | 205 | 138 | 1251 | 13089 | unknown
242972 | 05BLOOMFD SS | PJM | 205 | 138 | 1251 | 13090 | unknown
245384 | 05BETHEL CH8 | PJM | 205 | 138 | 1251 | 13090 | unknown
242979 | 05CANNELV SS | PJM | 205 | 138 | 1251 | 13091 | unknown | [6 empty] | 40.0972 | -82.0185 | 5171
243888 | 05CANNELV8 | PJM | 205 | 138 | 1251 | 13091 | unknown | [6 empty] | 40.0972 | -82.0185 | 5171
242983 | 05CHANDLERVZ | PJM | 205 | 138 | 1251 | 13092 | unknown | [6 empty] | 40.0972 | -82.0185 | 5171
245388 | 05CHANDLERV8 | PJM | 205 | 138 | 1251 | 13092 | unknown | [6 empty] | 40.0972 | -82.0185 | 5171
242987 | 05DEXTER | PJM | 205 | 138 | 1251 | 13093 | unknown
243037 | 05MEIGS SS | PJM | 205 | 138 | 1251 | 13093 | unknown
244431 | 05MEIGS 8 | PJM | 205 | 138 | 1251 | 13093 | unknown
244439 | 05MEIGS SW2Z | PJM | 205 | 138 | 1251 | 13093 | unknown
246310 | 05MEIGS SW1Z | PJM | 205 | 138 | 1251 | 13093 | unknown
242997 | 05E.NEWCONCZ | PJM | 205 | 138 | 1251 | 13094 | unknown
245251 | 05E.NEWCONC | PJM | 205 | 138 | 1251 | 13094 | unknown
243032 | 05E.TIFFIN | PJM | 205 | 69 | 1256 | 13095 | unknown | [6 empty] | 41.144 | -83.1277 | 5238
245612 | 05E.TIFFINSS | PJM | 205 | 69 | 1256 | 13095 | unknown | [6 empty] | 41.144 | -83.1277 | 5238
245646 | 05E.TIFFIN Z | PJM | 205 | 69 | 1256 | 13095 | unknown | [6 empty] | 41.144 | -83.1277 | 5238
243039 | 05MELMOR | PJM | 205 | 138 | 1251 | 13096 | known |  | 41.0318 | -83.1275
247551 | U4-028 FULL | PJM | 205 | 138 | 1251 | 13096 | known
243044 | 05MILLWO | PJM | 205 | 138 | 1251 | 13097 | unknown | [6 empty] | 40.0972 | -82.0185 | 5171
246941 | 05MILL2Z | PJM | 205 | 138 | 1251 | 13097 | unknown | [6 empty] | 40.0972 | -82.0185 | 5171
247278 | 05MILL1Z | PJM | 205 | 138 | 1251 | 13097 | unknown | [6 empty] | 40.0972 | -82.0185 | 5171
243071 | 05BERRINSP G | PJM | 205 | 69 | 1257 | 13098 | unknown
246688 | 05BERRIEN SP | PJM | 205 | 69 | 1257 | 13098 | unknown
243074 | 05PHILO1 | PJM | 205 | 138 | 1251 | 13099 | unknown |  |  |  | 40.0972 | -82.0185 | 5171 | 40.0972 | -82.0185 | 5171
243159 | 05WPHILO | PJM | 205 | 138 | 1251 | 13099 | unknown |  |  |  | 40.0972 | -82.0185 | 5171 | 40.0972 | -82.0185 | 5171
246010 | 05PHILO2 | PJM | 205 | 138 | 1251 | 13099 | unknown |  |  |  | 40.0972 | -82.0185 | 5171 | 40.0972 | -82.0185 | 5171
243083 | 05CAMPSS | PJM | 205 | 138 | 1251 | 13100 | unknown |  |  |  | 40.8014 | -84.029 | 5168 | 40.8014 | -84.029 | 5168
243121 | 05ROCKPO | PJM | 205 | 138 | 1251 | 13100 | unknown |  |  |  | 40.8014 | -84.029 | 5168 | 40.8014 | -84.029 | 5168
243095 | 05SCOTTOWNSS | PJM | 205 | 138 | 1251 | 13101 | unknown
244972 | 05SCOTTWN8 | PJM | 205 | 138 | 1256 | 13101 | unknown
243102 | 05SINK SP8SS | PJM | 205 | 138 | 1251 | 13102 | unknown
244942 | 05SINK SP8 | PJM | 205 | 138 | 1251 | 13102 | unknown
243107 | 05SPENCR | PJM | 205 | 138 | 1251 | 13103 | unknown
246304 | 05BUCKINGHAM | PJM | 205 | 138 | 1251 | 13103 | unknown
243126 | 05THIVENER1Z | PJM | 205 | 138 | 1251 | 13104 | unknown |  |  |  | 38.9619 | -81.9294 | 5072 | 38.9619 | -81.9294 | 5072
246237 | 05THIVENER2Z | PJM | 205 | 138 | 1251 | 13104 | unknown |  |  |  | 38.9619 | -81.9294 | 5072 | 38.9619 | -81.9294 | 5072
246273 | 05THIVENR SS | PJM | 205 | 138 | 1251 | 13104 | unknown |  |  |  | 38.9619 | -81.9294 | 5072 | 38.9619 | -81.9294 | 5072
243136 | 05W LIMA | PJM | 205 | 138 | 1251 | 13105 | unknown |  |  |  | 40.6774 | -84.1834 | 5173 | 40.6774 | -84.1834 | 5173
243777 | 05LIMA REFIN | PJM | 205 | 138 | 1251 | 13105 | unknown |  |  |  | 40.6774 | -84.1834 | 5173 | 40.6774 | -84.1834 | 5173
243138 | 05W.LIBERTYZ | PJM | 205 | 138 | 1251 | 13106 | unknown | [5 empty] | 5153 |  |  | 5153
246376 | 05W.LIBERTY | PJM | 205 | 138 | 1251 | 13106 | unknown | [5 empty] | 5153 |  |  | 5153
243147 | 05WILDCRK SS | PJM | 205 | 138 | 1251 | 13107 | unknown
244645 | 05WILDCRK 8 | PJM | 205 | 138 | 1251 | 13107 | unknown
243155 | 05W.NEWTONSS | PJM | 205 | 138 | 1251 | 13108 | unknown |  |  |  | 40.8014 | -84.029 | 5168 | 40.8014 | -84.029 | 5168
245856 | 05W.NEWTON8 | PJM | 205 | 138 | 1251 | 13108 | unknown |  |  |  | 40.8014 | -84.029 | 5168 | 40.8014 | -84.029 | 5168
243170 | 05HURD SS | PJM | 205 | 69 | 1256 | 13109 | unknown | [6 empty] | 41.0209 | -83.2986 | 5155
245689 | 05CAREY8 | PJM | 205 | 69 | 1256 | 13109 | unknown | [6 empty] | 41.0209 | -83.2986 | 5155
247494 | 05HURD Z | PJM | 205 | 69 | 1256 | 13109 | unknown | [6 empty] | 41.0209 | -83.2986 | 5155
243172 | 05KOSSUTH | PJM | 205 | 69 | 1256 | 13110 | unknown
247574 | 05KOSSUTHZ | PJM | 205 | 69 | 1256 | 13110 | unknown
247576 | 05SKOS_NS SS | PJM | 205 | 69 | 1256 | 13110 | unknown
243194 | 05LEAPER SS | PJM | 205 | 138 | 1251 | 13111 | unknown | [6 empty] | 38.9619 | -81.9294 | 5072
244944 | 05MERCERVL8 | PJM | 205 | 138 | 1251 | 13111 | unknown | [6 empty] | 38.9619 | -81.9294 | 5072
243197 | 05PARKWAY | PJM | 205 | 34.5 | 1257 | 13112 | unknown
246410 | 05MIDDLE RSS | PJM | 205 | 34.5 | 1257 | 13112 | unknown
243217 | 05DEQUIN | PJM | 205 | 345 | 1252 | 13113 | known |  | 40.4691 | -87.0143
243991 | 05DEQUIN_REA | PJM | 205 | 345 | 1252 | 13113 | known
243256 | 05CABOT SS | PJM | 205 | 138 | 1252 | 13114 | unknown
246780 | 05CABOT | PJM | 205 | 138 | 1252 | 13114 | unknown
243257 | 05CALVERTZ | PJM | 205 | 138 | 1252 | 13115 | unknown |  |  |  | 41.6065 | -86.3066 | 5270 | 41.6065 | -86.3066 | 5270
246411 | 05CALVERT | PJM | 205 | 138 | 1252 | 13115 | unknown |  |  |  | 41.6065 | -86.3066 | 5270 | 41.6065 | -86.3066 | 5270
243284 | 05DUPONT | PJM | 205 | 138 | 1252 | 13116 | unknown |  |  |  | 41.1698 | -85.0935 | 5275 | 41.1698 | -85.0935 | 5275
246172 | 05DUPONT 8 | PJM | 205 | 138 | 1252 | 13116 | unknown |  |  |  | 41.1698 | -85.0935 | 5275 | 41.1698 | -85.0935 | 5275
243286 | 05EDISON2 | PJM | 205 | 138 | 1252 | 13117 | unknown |  |  |  | 41.7065 | -86.4837 | 5274 | 41.7065 | -86.4837 | 5274
246075 | 05EDISON1 | PJM | 205 | 138 | 1252 | 13117 | unknown |  |  |  | 41.7065 | -86.4837 | 5274 | 41.7065 | -86.4837 | 5274
243294 | 05FLWRFD8 SS | PJM | 205 | 138 | 1252 | 13118 | unknown
246565 | 05FLWRFD8 | PJM | 205 | 138 | 1252 | 13118 | unknown
243298 | 05GM-FTW | PJM | 205 | 138 | 1252 | 13119 | unknown | [6 empty] | 40.9837 | -85.3417 | 5276
244489 | 05FOGWELL | PJM | 205 | 138 | 1252 | 13119 | unknown | [6 empty] | 40.9837 | -85.3417 | 5276
243324 | 05LAFAY8 | PJM | 205 | 138 | 1252 | 13120 | unknown |  |  |  | 40.9837 | -85.3417 | 5276 | 40.9837 | -85.3417 | 5276
244183 | 05LAFAY C SS | PJM | 205 | 138 | 1252 | 13120 | unknown |  |  |  | 40.9837 | -85.3417 | 5276 | 40.9837 | -85.3417 | 5276
243341 | 05MIER | PJM | 205 | 138 | 1252 | 13121 | unknown
243394 | 05TIGERS | PJM | 205 | 69 | 1256 | 13122 | unknown
245299 | 05SMITHVIL | PJM | 205 | 69 | 1256 | 13122 | unknown
243396 | 05WESTST | PJM | 205 | 138 | 1252 | 13123 | unknown |  |  |  | 42.1889 | -86.3342 | 5266 | 42.1889 | -86.3342 | 5266
247604 | X1-042 | PJM | 205 | 138 | 1297 | 13123 | unknown |  |  |  | 42.1889 | -86.3342 | 5266 | 42.1889 | -86.3342 | 5266
243412 | 05STURGI | PJM | 205 | 69 | 1257 | 13124 | known |  | 41.7988 | -85.4252
247361 | 05STURGIS C | PJM | 205 | 69 | 1257 | 13124 | known
243422 | 05POINTL | PJM | 205 | 138 | 1250 | 13125 | unknown
243423 | 05PATRCOAL | PJM | 205 | 138 | 1250 | 13125 | unknown
243476 | 05BOLINSMLSS | PJM | 205 | 138 | 1253 | 13126 | unknown
246684 | 05BOLINS ML8 | PJM | 205 | 138 | 1253 | 13126 | unknown
243483 | 05CRCLVS | PJM | 205 | 138 | 1253 | 13127 | unknown | [5 empty] | 5470 |  |  | 5470
246784 | 05CIRCV T1T2 | PJM | 205 | 138 | 1253 | 13127 | unknown | [5 empty] | 5470 |  |  | 5470
243493 | 05CRVERD | PJM | 205 | 138 | 1253 | 13128 | unknown | [6 empty] | 40.2311 | -82.8466 | 5468
246633 | 05ZEIGLER8 | PJM | 205 | 138 | 1253 | 13128 | unknown | [6 empty] | 40.2311 | -82.8466 | 5468
243495 | 05DAVIDS | PJM | 205 | 138 | 1253 | 13129 | unknown
246603 | 05DAVID T1T2 | PJM | 205 | 138 | 1253 | 13129 | unknown
243497 | 05DELANO | PJM | 205 | 138 | 1253 | 13130 | known |  | 39.4075 | -82.9606
246123 | 05DELANO T1 | PJM | 205 | 138 | 1253 | 13130 | known |  | 39.4075 | -82.9608
246980 | 05DELAN8 | PJM | 205 | 138 | 1253 | 13130 | known |  | 39.4075 | -82.9608
243510 | 05GAHANN | PJM | 205 | 138 | 1253 | 13131 | unknown |  |  |  | 40.1242 | -82.8451 | 5337 | 40.1242 | -82.8451 | 5337
246095 | 05GAHAN T1-4 | PJM | 205 | 138 | 1253 | 13131 | unknown |  |  |  | 40.1242 | -82.8451 | 5337 | 40.1242 | -82.8451 | 5337
243512 | 05DIAMONDISS | PJM | 205 | 138 | 1253 | 13132 | unknown
246827 | 05DIAMOND I | PJM | 205 | 138 | 1253 | 13132 | unknown
243514 | 05RJF CORP Z | PJM | 205 | 138 | 1253 | 13133 | unknown
246228 | 05RJF CORP | PJM | 205 | 138 | 1253 | 13133 | unknown
243528 | 05KARL ROAD | PJM | 205 | 138 | 1253 | 13134 | known |  | 40.0644 | -82.9759
247510 | 05KARL RD123 | PJM | 205 | 138 | 1253 | 13134 | known |  | 40.0644 | -82.9759
243541 | 05METALC | PJM | 205 | 138 | 1253 | 13135 | unknown
246765 | 05OUTERB | PJM | 205 | 138 | 1253 | 13135 | unknown
243543 | 05MILLCR | PJM | 205 | 138 | 1253 | 13136 | unknown
247804 | 05DEVOLA | PJM | 205 | 138 | 1253 | 13136 | unknown
243545 | 05MILTON SS | PJM | 205 | 138 | 1253 | 13137 | unknown
246747 | 05MILTON8 | PJM | 205 | 138 | 1258 | 13137 | unknown
243554 | 05PORTER | PJM | 205 | 138 | 1253 | 13138 | unknown
243573 | 05SHELL | PJM | 205 | 138 | 1253 | 13138 | unknown
243557 | 05RENO SS | PJM | 205 | 138 | 1253 | 13139 | unknown |  |  |  | 39.3446 | -81.3087 | 4678 | 39.3446 | -81.3087 | 4678
244637 | 05RENO | PJM | 205 | 138 | 1253 | 13139 | unknown |  |  |  | 39.3446 | -81.3087 | 4678 | 39.3446 | -81.3087 | 4678
243561 | 05RODNEY SS | PJM | 205 | 138 | 1253 | 13140 | unknown
246778 | 05RODNEY8 | PJM | 205 | 138 | 1253 | 13140 | unknown
243564 | 05RIVERV N. | PJM | 205 | 138 | 1253 | 13141 | unknown
243565 | 05RIVERV S. | PJM | 205 | 138 | 1253 | 13141 | unknown
243567 | 05SBLMVL | PJM | 205 | 138 | 1253 | 13142 | unknown |  |  |  | 39.3409 | -82.9564 | 5374 | 39.3409 | -82.9564 | 5374
247148 | 05SBLMSS | PJM | 205 | 138 | 1253 | 13142 | unknown |  |  |  | 39.3409 | -82.9564 | 5374 | 39.3409 | -82.9564 | 5374
243568 | 05SCIOTO | PJM | 205 | 138 | 1253 | 13143 | unknown
247019 | 05NEVILLE SS | PJM | 205 | 138 | 1253 | 13143 | unknown
243572 | 05SHANON | PJM | 205 | 138 | 1253 | 13144 | unknown |  |  |  | 39.8777 | -82.9072 | 5335 | 39.8777 | -82.9072 | 5335
244232 | 05SHANONRSS8 | PJM | 205 | 138 | 1253 | 13144 | unknown |  |  |  | 39.8777 | -82.9072 | 5335 | 39.8777 | -82.9072 | 5335
243574 | 05SUNBURY SS | PJM | 205 | 138 | 1253 | 13145 | unknown
247291 | 05SUNBURY8 | PJM | 205 | 138 | 1253 | 13145 | unknown
243583 | 05TRENT | PJM | 205 | 138 | 1253 | 13146 | unknown
247965 | Y1-063 E | PJM | 205 | 138 | 1298 | 13146 | unknown
243599 | 05BENTNVL8 | PJM | 205 | 69 | 1258 | 13147 | unknown
246790 | 05BROWNHLS | PJM | 205 | 69 | 1258 | 13147 | unknown
243608 | 05LATTAVL8 | PJM | 205 | 69 | 1258 | 13148 | unknown | [5 empty] | 5470 |  |  | 5470
247853 | 05LATTAVL SS | PJM | 205 | 69 | 1258 | 13148 | unknown | [5 empty] | 5470 |  |  | 5470
243611 | 05CARTWRT SS | PJM | 205 | 138 | 1251 | 13149 | unknown | [6 empty] | 38.9619 | -81.9294 | 5072
244938 | 05ADDISON8 | PJM | 205 | 138 | 1251 | 13149 | unknown | [6 empty] | 38.9619 | -81.9294 | 5072
243612 | 05WORLEY SS | PJM | 205 | 69 | 1258 | 13150 | unknown
246374 | 05PETERSBRG8 | PJM | 205 | 69 | 1258 | 13150 | unknown
243625 | 05SOLIDA SS | PJM | 205 | 138 | 1251 | 13151 | unknown | [6 empty] | 38.4771 | -82.396 | 5163
244971 | 05FAYETTE8 | PJM | 205 | 138 | 1251 | 13151 | unknown | [6 empty] | 38.4771 | -82.396 | 5163
243627 | 05MIDDLEBURY | PJM | 205 | 34.5 | 1257 | 13152 | unknown
246404 | 05WYLAND SS | PJM | 205 | 34.5 | 1257 | 13152 | unknown
243630 | 05LUK USA2 | PJM | 205 | 69 | 1256 | 13153 | unknown
244697 | 05CLUTCH SW1 | PJM | 205 | 69 | 1256 | 13153 | unknown
246560 | 05CLUTCH SW2 | PJM | 205 | 69 | 1256 | 13153 | unknown
246811 | 05LUK USA1 | PJM | 205 | 69 | 1256 | 13153 | unknown
243686 | 05EXCELT | PJM | 205 | 138 | 1254 | 13154 | unknown | [6 empty] | 38.1727 | -82.6178 | 5393
244641 | 05EXCEL L | PJM | 205 | 138 | 1259 | 13154 | unknown | [6 empty] | 38.1727 | -82.6178 | 5393
243688 | 05S.PORT MTR | PJM | 205 | 138 | 1254 | 13155 | unknown
244686 | 05VANCEBURG | PJM | 205 | 138 | 1254 | 13155 | unknown
243723 | 05GOLDENOK | PJM | 205 | 69 | 1259 | 13156 | unknown
243752 | 05WHITSBRG | PJM | 205 | 69 | 1259 | 13156 | unknown
243737 | 05LEONKY | PJM | 205 | 69 | 1259 | 13157 | unknown
341752 | 2LEON | PJM | 320 | 69 | 1315 | 13157 | unknown
243744 | 05REEDYCOL | PJM | 205 | 69 | 1259 | 13158 | unknown
247456 | 05REEDYCO SS | PJM | 205 | 69 | 1259 | 13158 | unknown
243751 | 05WEEKSBRY | PJM | 205 | 69 | 1259 | 13159 | unknown
247455 | 05WEEKSBRYSS | PJM | 205 | 69 | 1259 | 13159 | unknown
243760 | 05SALT L | PJM | 205 | 46 | 1259 | 13160 | unknown
342218 | 2SALT LICK | PJM | 320 | 46 | 1315 | 13160 | unknown
243765 | 05FORD LIMA1 | PJM | 205 | 138 | 1251 | 13161 | unknown |  |  |  | 40.8014 | -84.029 | 5168 | 40.8014 | -84.029 | 5168
246155 | 05FORD LIMA2 | PJM | 205 | 138 | 1251 | 13161 | unknown |  |  |  | 40.8014 | -84.029 | 5168 | 40.8014 | -84.029 | 5168
243769 | 05DODGE Z | PJM | 205 | 34.5 | 1257 | 13162 | unknown
246366 | 05UNION | PJM | 205 | 34.5 | 1257 | 13162 | unknown
243778 | 05TIMKEN B | PJM | 205 | 138 | 1251 | 13163 | unknown
245001 | 05TIMKEN C | PJM | 205 | 138 | 1251 | 13163 | unknown
243792 | 05LOSANTVILL | PJM | 205 | 345 | 1252 | 13164 | known |  | 40.0284 | -85.1747
247543 | V3-007 | PJM | 205 | 345 | 1252 | 13164 | known
243812 | 05LEE C | PJM | 205 | 69 | 1259 | 13165 | unknown
341608 | 2HELECHAW | PJM | 320 | 69 | 1315 | 13165 | unknown
243851 | 05CENTRM | PJM | 205 | 138 | 1250 | 13166 | unknown |  |  |  | 38.9619 | -81.9294 | 5072 | 38.9619 | -81.9294 | 5072
243852 | 05CENT27 | PJM | 205 | 138 | 1250 | 13166 | unknown |  |  |  | 38.9619 | -81.9294 | 5072 | 38.9619 | -81.9294 | 5072
243884 | 05MORISB | PJM | 205 | 138 | 1250 | 13167 | unknown
243885 | 05THORSS | PJM | 205 | 138 | 1250 | 13167 | unknown
243886 | 05COBB | PJM | 205 | 138 | 1250 | 13167 | unknown
243892 | 05MEADS8 | PJM | 205 | 138 | 1250 | 13168 | unknown |  |  |  | 37.3756 | -79.8933 | 5064 | 37.3756 | -79.8933 | 5064
243893 | 05MEADS 8 | PJM | 205 | 138 | 1255 | 13168 | unknown |  |  |  | 37.3756 | -79.8933 | 5064 | 37.3756 | -79.8933 | 5064
243902 | 05HARDIN SS | PJM | 205 | 345 | 1251 | 13169 | known |  | 40.631 | -83.7942
247549 | V3-028 C | PJM | 205 | 345 | 1251 | 13169 | known
243903 | 05GUNN RD SS | PJM | 205 | 345 | 1251 | 13170 | known |  | 40.5873 | -83.7164
247540 | U2-072 FULL | PJM | 205 | 345 | 1251 | 13170 | known
243926 | 05S.INTIE SS | PJM | 205 | 69 | 1256 | 13171 | unknown
243927 | 05DVR PWR PL | PJM | 205 | 69 | 1256 | 13171 | unknown
243970 | 05DOLAHARD | PJM | 205 | 69 | 1256 | 13172 | unknown
244757 | 05HOG CREEK | PJM | 205 | 69 | 1296 | 13172 | unknown
244020 | 05MINK | PJM | 205 | 138 | 1253 | 13173 | unknown |  |  |  | 39.9912 | -82.6478 | 5339 | 39.9912 | -82.6478 | 5339
246826 | 05MINK_T3 | PJM | 205 | 138 | 1253 | 13173 | unknown |  |  |  | 39.9912 | -82.6478 | 5339 | 39.9912 | -82.6478 | 5339
244024 | 05SUMAC | PJM | 205 | 138 | 1253 | 13174 | unknown |  |  |  | 40.2114 | -83.0934 | 5338 | 40.2114 | -83.0934 | 5338
245552 | 05MIMOSA | PJM | 205 | 138 | 1253 | 13174 | unknown |  |  |  | 40.2114 | -83.0934 | 5338 | 40.2114 | -83.0934 | 5338
247199 | 05AMLIN | PJM | 205 | 138 | 1253 | 13174 | unknown |  |  |  | 40.2114 | -83.0934 | 5338 | 40.2114 | -83.0934 | 5338
244038 | 05ANTRIM SS | PJM | 205 | 69 | 1256 | 13175 | unknown
244058 | 05ANTRIM 8 | PJM | 205 | 69 | 1256 | 13175 | unknown
244047 | 05GE 1 | PJM | 205 | 34.5 | 1255 | 13176 | unknown | [6 empty] | 37.2315 | -80.1674 | 5071
244048 | 05GE 2 | PJM | 205 | 34.5 | 1255 | 13176 | unknown | [6 empty] | 37.2315 | -80.1674 | 5071
244075 | 05SEVEN 1 | PJM | 205 | 69 | 1255 | 13177 | unknown
244105 | 05SEVEN 2 | PJM | 205 | 69 | 1255 | 13177 | unknown
244080 | 05VETHOSP1 | PJM | 205 | 34.5 | 1255 | 13178 | unknown | [6 empty] | 37.2315 | -80.1674 | 5071
244081 | 05VETHOSP2 | PJM | 205 | 34.5 | 1255 | 13178 | unknown | [6 empty] | 37.2315 | -80.1674 | 5071
244082 | 05UNIONMETAL | PJM | 205 | 69 | 1256 | 13179 | unknown | [6 empty] | 40.743 | -81.3379 | 5172
247355 | 05UNIONMSS | PJM | 205 | 69 | 1256 | 13179 | unknown | [6 empty] | 40.743 | -81.3379 | 5172
244086 | 05WALNUTA1 | PJM | 205 | 69 | 1255 | 13180 | unknown
244098 | 05WALNUTA2 | PJM | 205 | 69 | 1255 | 13180 | unknown
244096 | 05BARNSVL SS | PJM | 205 | 69 | 1256 | 13181 | unknown
244978 | 05BARNSVILLE | PJM | 205 | 69 | 1256 | 13181 | unknown
244106 | 05BLACKSB1 | PJM | 205 | 69 | 1255 | 13182 | unknown
244123 | 05BLACKSB2 | PJM | 205 | 69 | 1255 | 13182 | unknown
244120 | 05LANE_MERRI | PJM | 205 | 69 | 1255 | 13183 | unknown
244122 | 05LANE_BLKSB | PJM | 205 | 69 | 1255 | 13183 | unknown
246986 | 05LANE | PJM | 205 | 69 | 1255 | 13183 | unknown
244166 | 05GALAX1 | PJM | 205 | 69 | 1255 | 13184 | unknown
244182 | 05GALAX2 | PJM | 205 | 69 | 1255 | 13184 | unknown
244167 | 05ADRIAN SS | PJM | 205 | 69 | 1256 | 13185 | unknown |  |  |  | 41.0209 | -83.2986 | 5155 | 41.0209 | -83.2986 | 5155
247892 | 05ADRIAN8 | PJM | 205 | 69 | 1256 | 13185 | unknown |  |  |  | 41.0209 | -83.2986 | 5155 | 41.0209 | -83.2986 | 5155
244181 | 05ST.STEPH8 | PJM | 205 | 69 | 1256 | 13186 | unknown
245674 | 05ST.STEPHSS | PJM | 205 | 69 | 1256 | 13186 | unknown
244187 | 05STINK RUN | PJM | 205 | 138 | 1250 | 13187 | unknown
244275 | 05WALHON MTR | PJM | 205 | 138 | 1250 | 13187 | unknown
244198 | 05LEMASTER | PJM | 205 | 138 | 1253 | 13188 | unknown | [6 empty] | 39.3409 | -82.9564 | 5374
244569 | 05LEMAST_CAP | PJM | 205 | 138 | 1253 | 13188 | unknown | [6 empty] | 39.3409 | -82.9564 | 5374
247097 | 05LEMASTERT1 | PJM | 205 | 138 | 1253 | 13188 | unknown | [6 empty] | 39.3409 | -82.9564 | 5374
244199 | 05KYLEHILL | PJM | 205 | 34.5 | 1255 | 13189 | unknown | [6 empty] | 36.5929 | -82.6933 | 5069
247721 | 05KYLE HILLZ | PJM | 205 | 34.5 | 1255 | 13189 | unknown | [6 empty] | 36.5929 | -82.6933 | 5069
244224 | 05LOCOMTV SS | PJM | 205 | 69 | 1257 | 13190 | unknown |  |  |  | 41.3614 | -85.0476 | 5283 | 41.3614 | -85.0476 | 5283
247537 | 05CTY GARRET | PJM | 205 | 69 | 1257 | 13190 | unknown |  |  |  | 41.3614 | -85.0476 | 5283 | 41.3614 | -85.0476 | 5283
244230 | 05SUNDAY SS | PJM | 205 | 138 | 1253 | 13191 | unknown
245420 | 05TRIMBLE | PJM | 205 | 138 | 1253 | 13191 | unknown
244273 | 05VECTOR SS | PJM | 205 | 69 | 1257 | 13192 | unknown
246439 | 05COVERT 8 | PJM | 205 | 69 | 1257 | 13192 | unknown
244279 | 05DISMALSS | PJM | 205 | 69 | 1255 | 13193 | unknown
244295 | 05JWLC$CZ | PJM | 205 | 69 | 1255 | 13193 | unknown
244297 | 05JWLC$C2 | PJM | 205 | 69 | 1255 | 13193 | unknown
244300 | 05GEMINI_CAP | PJM | 205 | 138 | 1251 | 13194 | unknown |  |  |  | 40.6589 | -84.2375 | 5454 | 40.6589 | -84.2375 | 5454
245994 | 05GEMINI | PJM | 205 | 138 | 1251 | 13194 | unknown |  |  |  | 40.6589 | -84.2375 | 5454 | 40.6589 | -84.2375 | 5454
244315 | 05TOWNOF R | PJM | 205 | 69 | 1255 | 13195 | unknown
247486 | 05RICHLANDSS | PJM | 205 | 69 | 1255 | 13195 | unknown
244331 | 05HOILES SW | PJM | 205 | 34.5 | 1256 | 13196 | unknown
246833 | 05BUCK PIPE | PJM | 205 | 34.5 | 1256 | 13196 | unknown
244374 | 05BECKLY1 | PJM | 205 | 46 | 1255 | 13197 | unknown
244466 | 05BECKLY2 | PJM | 205 | 46 | 1255 | 13197 | unknown
244443 | 05MEADOWRV | PJM | 205 | 69 | 1255 | 13198 | unknown
246897 | 05MOUNTNEB | PJM | 205 | 69 | 1255 | 13198 | unknown
244524 | 05MARA_HEATH | PJM | 205 | 69 | 1256 | 13199 | unknown | [6 empty] | 39.8819 | -82.5713 | 5176
247855 | 05BOXELDER | PJM | 205 | 69 | 1256 | 13199 | unknown | [6 empty] | 39.8819 | -82.5713 | 5176
244536 | 05CRANEC1 | PJM | 205 | 46 | 1255 | 13200 | unknown
244537 | 05CRANEC2 | PJM | 205 | 46 | 1255 | 13200 | unknown
244568 | 05BELFRY | PJM | 205 | 46 | 1259 | 13201 | unknown
247444 | 05BELFRY SS | PJM | 205 | 46 | 1259 | 13201 | unknown
244625 | 05S.PIKEV1 | PJM | 205 | 69 | 1259 | 13202 | unknown
244640 | 05S.PIKEV2 | PJM | 205 | 69 | 1259 | 13202 | unknown
244649 | 05VALLEYCONV | PJM | 205 | 69 | 1256 | 13203 | unknown
245066 | 05EUCLID SS | PJM | 205 | 69 | 1256 | 13203 | unknown
244652 | 05SANDY VL | PJM | 205 | 69 | 1256 | 13204 | unknown
247813 | 05SANDYVL SS | PJM | 205 | 69 | 1256 | 13204 | unknown
244690 | 05BASF | PJM | 205 | 34.5 | 1255 | 13205 | unknown
247773 | 05BASF Z | PJM | 205 | 34.5 | 1255 | 13205 | unknown
244755 | 05GOODNOWRSS | PJM | 205 | 69 | 1256 | 13206 | unknown
245391 | 05RIDGEDALE8 | PJM | 205 | 69 | 1256 | 13206 | unknown
245710 | 05RIDGEDALEZ | PJM | 205 | 69 | 1256 | 13206 | unknown
245711 | 05S MORRAL | PJM | 205 | 69 | 1256 | 13206 | unknown
244777 | 05SCHAF_A SS | PJM | 205 | 69 | 1256 | 13207 | unknown
245272 | 05CLEARCK8 | PJM | 205 | 69 | 1256 | 13207 | unknown
247629 | 05SCHAF_B SS | PJM | 205 | 69 | 1256 | 13207 | unknown
244838 | 05BELLE 1 | PJM | 205 | 46 | 1255 | 13208 | unknown
244858 | 05BELLE 2 | PJM | 205 | 46 | 1255 | 13208 | unknown
244849 | 05ANCHR HOC2 | PJM | 205 | 69 | 1256 | 13209 | unknown
245569 | 05ANCHR HOC1 | PJM | 205 | 69 | 1256 | 13209 | unknown
244874 | 05COLUMBIA | PJM | 205 | 138 | 1255 | 13210 | unknown |  |  |  | 38.4733 | -81.8228 | 5060 | 38.4733 | -81.8228 | 5060
246768 | 05LANHAM | PJM | 205 | 138 | 1250 | 13210 | unknown |  |  |  | 38.4733 | -81.8228 | 5060 | 38.4733 | -81.8228 | 5060
244875 | 05ALLOY | PJM | 205 | 46 | 1255 | 13211 | unknown | [6 empty] | 38.2078 | -81.419 | 5070
247442 | 05ELKEM MTLZ | PJM | 205 | 46 | 1255 | 13211 | unknown | [6 empty] | 38.2078 | -81.419 | 5070
244881 | 05DUNNHOLLOW | PJM | 205 | 46 | 1255 | 13212 | unknown
247438 | 05DUNN | PJM | 205 | 46 | 1255 | 13212 | unknown
244883 | 05RONDA | PJM | 205 | 46 | 1255 | 13213 | unknown | [6 empty] | 38.2078 | -81.419 | 5070
244889 | 05PANTH BR | PJM | 205 | 46 | 1255 | 13213 | unknown | [6 empty] | 38.2078 | -81.419 | 5070
244895 | 05RONDA SS1 | PJM | 205 | 46 | 1255 | 13213 | unknown | [6 empty] | 38.2078 | -81.419 | 5070
247762 | 05RONDA SS2 | PJM | 205 | 46 | 1255 | 13213 | unknown | [6 empty] | 38.2078 | -81.419 | 5070
244923 | 05LAKE PARKZ | PJM | 205 | 69 | 1256 | 13214 | unknown
247888 | 05LAKE PARK | PJM | 205 | 69 | 1256 | 13214 | unknown
244979 | 05BEALSVL8 | PJM | 205 | 69 | 1256 | 13215 | unknown
247598 | 05BEALSVL SS | PJM | 205 | 69 | 1256 | 13215 | unknown
244988 | 05ATWOOD SS | PJM | 205 | 69 | 1256 | 13216 | unknown
245210 | 05ATWOOD 8 | PJM | 205 | 69 | 1256 | 13216 | unknown
244997 | 05LAMIRA 8 | PJM | 205 | 69 | 1256 | 13217 | unknown | [6 empty] | 40.0219 | -80.8067 | 5175
247394 | 05LAMIRA SS | PJM | 205 | 69 | 1256 | 13217 | unknown | [6 empty] | 40.0219 | -80.8067 | 5175
245004 | 05PIPE CK8 | PJM | 205 | 69 | 1256 | 13218 | unknown | [6 empty] | 40.0219 | -80.8067 | 5175
247597 | 05JACOBSB SS | PJM | 205 | 69 | 1256 | 13218 | unknown | [6 empty] | 40.0219 | -80.8067 | 5175
245010 | 05RICHLD 8 | PJM | 205 | 69 | 1256 | 13219 | unknown | [6 empty] | 40.0219 | -80.8067 | 5175
247189 | 05WILLGRSS | PJM | 205 | 69 | 1256 | 13219 | unknown | [6 empty] | 40.0219 | -80.8067 | 5175
245023 | 05TEBERN | PJM | 205 | 138 | 1251 | 13220 | unknown
247375 | 05BLUERACER8 | PJM | 205 | 138 | 1251 | 13220 | unknown
247715 | 05BLUE RACER | PJM | 205 | 138 | 1251 | 13220 | unknown
245026 | 05HARRPROC | PJM | 205 | 69 | 1256 | 13221 | unknown
247398 | 05N.HOPEDLSS | PJM | 205 | 69 | 1256 | 13221 | unknown
245032 | 05S.HAVN_CAP | PJM | 205 | 69 | 1257 | 13222 | unknown
246489 | 05SO.HAVEN | PJM | 205 | 69 | 1257 | 13222 | unknown
245039 | 05FT STB 1 | PJM | 205 | 69 | 1256 | 13223 | unknown
245040 | 05FT STB 2 | PJM | 205 | 69 | 1256 | 13223 | unknown
245048 | 05ROSS 8 | PJM | 205 | 69 | 1256 | 13224 | unknown
247482 | 05HOLT SS | PJM | 205 | 69 | 1256 | 13224 | unknown
245107 | 05S.YORKV SS | PJM | 205 | 69 | 1256 | 13225 | unknown | [6 empty] | 40.0219 | -80.8067 | 5175
247473 | 05OHIO COAT | PJM | 205 | 69 | 1256 | 13225 | unknown | [6 empty] | 40.0219 | -80.8067 | 5175
245112 | 05W.SUMMITSS | PJM | 205 | 69 | 1256 | 13226 | unknown
247786 | 05SUMMITVIL8 | PJM | 205 | 69 | 1256 | 13226 | unknown
245126 | 05CAMDN AVSS | PJM | 205 | 69 | 1256 | 13227 | unknown
247483 | 05DYNEER | PJM | 205 | 69 | 1256 | 13227 | unknown
245132 | 05WALL ST SS | PJM | 205 | 34.5 | 1257 | 13228 | unknown
246132 | 05SLATER | PJM | 205 | 34.5 | 1257 | 13228 | unknown
245235 | 05MERRICK8 | PJM | 205 | 69 | 1256 | 13229 | unknown
247421 | 05MERRICK SS | PJM | 205 | 69 | 1256 | 13229 | unknown
245236 | 05NEWPHIL_1Z | PJM | 205 | 34.5 | 1256 | 13230 | unknown
247443 | 05NEWPHIL_2Z | PJM | 205 | 34.5 | 1256 | 13230 | unknown
247447 | 05NEW PHILA | PJM | 205 | 34.5 | 1256 | 13230 | unknown
245239 | 05NEWCMTN8 | PJM | 205 | 69 | 1256 | 13231 | unknown
247038 | 05ENEWCOSS | PJM | 205 | 69 | 1256 | 13231 | unknown
245245 | 05MILL ST SS | PJM | 205 | 34.5 | 1256 | 13232 | unknown
245258 | 05GRADALL | PJM | 205 | 34.5 | 1256 | 13232 | unknown
245248 | 05STACY 8 | PJM | 205 | 69 | 1256 | 13233 | unknown
247055 | 05JEWETTSS | PJM | 205 | 69 | 1256 | 13233 | unknown
245264 | 05UTICA CAD | PJM | 205 | 138 | 1251 | 13234 | unknown | [8 empty] | 5480
247461 | 05FREEBYRD | PJM | 205 | 138 | 1251 | 13234 | unknown | [8 empty] | 5480
245286 | 05LOUDNVL8 | PJM | 205 | 69 | 1256 | 13235 | unknown
247662 | 05HANOVER SS | PJM | 205 | 69 | 1256 | 13235 | unknown
245307 | 05WSTR IRO | PJM | 205 | 69 | 1256 | 13236 | unknown
247401 | 05PRAIRLN SS | PJM | 205 | 69 | 1256 | 13236 | unknown
245323 | 05DRESDEN8 | PJM | 205 | 69 | 1256 | 13237 | unknown |  |  |  | 40.0972 | -82.0185 | 5171 | 40.0972 | -82.0185 | 5171
247404 | 05S.DRESDNSS | PJM | 205 | 69 | 1256 | 13237 | unknown |  |  |  | 40.0972 | -82.0185 | 5171 | 40.0972 | -82.0185 | 5171
245332 | 05ANG1-2_CAP | PJM | 205 | 138 | 1253 | 13238 | unknown | [5 empty] | 5446 |  |  | 5446
246177 | 05ANGUIN 1-2 | PJM | 205 | 138 | 1253 | 13238 | unknown | [5 empty] | 5446 |  |  | 5446
245373 | 05E.SUGARCSS | PJM | 205 | 69 | 1256 | 13239 | unknown
247422 | 05AUBURN8 | PJM | 205 | 69 | 1256 | 13239 | unknown
245382 | 05ARMCO | PJM | 205 | 69 | 1256 | 13240 | unknown
245399 | 05LINDEN A | PJM | 205 | 69 | 1256 | 13240 | unknown
245386 | 05IND AVE SS | PJM | 205 | 69 | 1256 | 13241 | unknown
247763 | 05BROCKWAYGL | PJM | 205 | 69 | 1256 | 13241 | unknown
245403 | 05MT STERL | PJM | 205 | 69 | 1256 | 13242 | unknown
245404 | 05MT STER8 | PJM | 205 | 69 | 1256 | 13242 | unknown
245451 | 05SUGARCK8 | PJM | 205 | 69 | 1256 | 13243 | unknown
246925 | 05N.BALTICSS | PJM | 205 | 69 | 1256 | 13243 | unknown
245497 | 05DOWCH-H2 | PJM | 205 | 69 | 1256 | 13244 | unknown
246961 | 05DOWCH-H1 | PJM | 205 | 69 | 1256 | 13244 | unknown
246962 | 05ONEIL SS | PJM | 205 | 69 | 1256 | 13244 | unknown
247024 | 05DOWC-H1Z | PJM | 205 | 69 | 1256 | 13244 | unknown
245529 | 05JACKSTN8 | PJM | 205 | 69 | 1256 | 13245 | unknown
247087 | 05JACKTNSS | PJM | 205 | 69 | 1256 | 13245 | unknown
245541 | 05CHATHAM SS | PJM | 205 | 69 | 1256 | 13246 | unknown
245544 | 05HICKMAN8 | PJM | 205 | 69 | 1256 | 13246 | unknown
245545 | 05HIGHWAT8 | PJM | 205 | 69 | 1256 | 13246 | unknown
245546 | 05JELOWAY8 | PJM | 205 | 69 | 1256 | 13247 | unknown
247082 | 05NLIBERSS | PJM | 205 | 69 | 1256 | 13247 | unknown
247596 | 05RAVIN | PJM | 205 | 69 | 1256 | 13247 | unknown
245551 | 05HUNT SS 8 | PJM | 205 | 69 | 1256 | 13248 | unknown
246924 | 05HUNT SS | PJM | 205 | 69 | 1256 | 13248 | unknown
245555 | 05MARKWEST | PJM | 205 | 138 | 1251 | 13249 | unknown
247156 | 05STEAMT | PJM | 205 | 138 | 1251 | 13249 | unknown
245557 | 05PALMYRA8 | PJM | 205 | 69 | 1256 | 13250 | unknown
247098 | 05PALMYRSS | PJM | 205 | 69 | 1256 | 13250 | unknown
245563 | 05EVERGRN SS | PJM | 205 | 69 | 1256 | 13251 | unknown
247477 | 05WELSH8 | PJM | 205 | 69 | 1256 | 13251 | unknown
245571 | 05BALTIMOR | PJM | 205 | 69 | 1256 | 13252 | unknown | [6 empty] | 39.8819 | -82.5713 | 5176
247025 | 05BALTIMOZ | PJM | 205 | 69 | 1256 | 13252 | unknown | [6 empty] | 39.8819 | -82.5713 | 5176
245575 | 05E LANCST | PJM | 205 | 69 | 1256 | 13253 | unknown
245577 | 05E.LANCASTZ | PJM | 205 | 69 | 1256 | 13253 | unknown
245582 | 05LANCAST JT | PJM | 205 | 69 | 1256 | 13254 | unknown
245828 | 05LANCAS JTZ | PJM | 205 | 69 | 1256 | 13254 | unknown
245624 | 05JACKSON8 | PJM | 205 | 69 | 1256 | 13255 | unknown | [6 empty] | 41.144 | -83.1277 | 5238
247143 | 05AMSDENSS | PJM | 205 | 69 | 1256 | 13255 | unknown | [6 empty] | 41.144 | -83.1277 | 5238
245647 | 05W.CAMP OSU | PJM | 205 | 138 | 1253 | 13256 | unknown
246907 | 05W.CAMPUS | PJM | 205 | 138 | 1253 | 13256 | unknown
245650 | 05BLOOMVL | PJM | 205 | 69 | 1256 | 13257 | unknown
247429 | 05N.BLOOMVSS | PJM | 205 | 69 | 1256 | 13257 | unknown
245670 | 05NEWWASH8 | PJM | 205 | 69 | 1256 | 13258 | unknown | [6 empty] | 41.0318 | -83.1275 | 13096
247380 | 05NEW WASHSS | PJM | 205 | 69 | 1256 | 13258 | unknown | [6 empty] | 41.0318 | -83.1275 | 13096
245688 | 05CAREY | PJM | 205 | 69 | 1256 | 13259 | unknown |  |  |  | 41.0209 | -83.2986 | 5155 | 41.0209 | -83.2986 | 5155
247454 | 05OGG STREET | PJM | 205 | 69 | 1256 | 13259 | unknown |  |  |  | 41.0209 | -83.2986 | 5155 | 41.0209 | -83.2986 | 5155
245709 | 05NEVADA8 | PJM | 205 | 69 | 1256 | 13260 | unknown
247379 | 05NEVADA SS | PJM | 205 | 69 | 1256 | 13260 | unknown
245717 | 05W.CRAWFRSS | PJM | 205 | 69 | 1256 | 13261 | unknown
247453 | 05BUDD SS | PJM | 205 | 69 | 1256 | 13261 | unknown
245720 | 05ARLINGT8 | PJM | 205 | 34.5 | 1256 | 13262 | unknown
245722 | 05ARLINGTO | PJM | 205 | 34.5 | 1256 | 13262 | unknown
245734 | 05CORY8 | PJM | 205 | 34.5 | 1256 | 13263 | unknown | [6 empty] | 40.8014 | -84.029 | 5168
247261 | 05SMCORYSS | PJM | 205 | 34.5 | 1256 | 13263 | unknown | [6 empty] | 40.8014 | -84.029 | 5168
245744 | 05EFINDLY8 | PJM | 205 | 34.5 | 1256 | 13264 | unknown
247706 | 05FINDLAYRSS | PJM | 205 | 34.5 | 1256 | 13264 | unknown
247711 | 05EFINDLAYZ8 | PJM | 205 | 34.5 | 1256 | 13264 | unknown
245748 | 05FINDLAY R1 | PJM | 205 | 34.5 | 1256 | 13265 | unknown
247710 | 05FINDLAYR2Z | PJM | 205 | 34.5 | 1256 | 13265 | unknown
245756 | 05MARA_ELINC | PJM | 205 | 34.5 | 1256 | 13266 | unknown
246221 | 05E.LINCN SS | PJM | 205 | 34.5 | 1256 | 13266 | unknown
245782 | 05RAWSON | PJM | 205 | 34.5 | 1256 | 13267 | unknown
247875 | 05BP PUMPING | PJM | 205 | 34.5 | 1256 | 13267 | unknown
245785 | 05SHAWTWN8 | PJM | 205 | 34.5 | 1256 | 13268 | unknown
247387 | 05SHAWTOWNSS | PJM | 205 | 34.5 | 1256 | 13268 | unknown
245791 | 05VANBURN8 | PJM | 205 | 34.5 | 1256 | 13269 | unknown
247310 | 05VANBURNZ | PJM | 205 | 34.5 | 1256 | 13269 | unknown
245795 | 05W.FINDLYSS | PJM | 205 | 34.5 | 1256 | 13270 | unknown
247724 | 05W.FINDLY8 | PJM | 205 | 34.5 | 1256 | 13270 | unknown
245799 | 05WILLIAM PT | PJM | 205 | 138 | 1251 | 13271 | unknown
247128 | 05ASTNSS | PJM | 205 | 138 | 1251 | 13271 | unknown
245812 | 05AIRPORT8 | PJM | 205 | 34.5 | 1256 | 13272 | unknown | [6 empty] | 40.8014 | -84.029 | 5168
247518 | 05LANCERS SS | PJM | 205 | 34.5 | 1256 | 13272 | unknown | [6 empty] | 40.8014 | -84.029 | 5168
245815 | 05BLUELICKSS | PJM | 205 | 34.5 | 1256 | 13273 | unknown | [6 empty] | 40.8014 | -84.029 | 5168
247718 | 05BLUELICK8 | PJM | 205 | 34.5 | 1256 | 13273 | unknown | [6 empty] | 40.8014 | -84.029 | 5168
245822 | 05LIGONIER1 | PJM | 205 | 138 | 1252 | 13274 | unknown
247433 | 05CHARGER | PJM | 205 | 138 | 1252 | 13274 | unknown
245851 | 05SUP META | PJM | 205 | 34.5 | 1256 | 13275 | unknown
247733 | 05GRAND AVE | PJM | 205 | 34.5 | 1256 | 13275 | unknown
245852 | 05WHEMCO | PJM | 205 | 34.5 | 1256 | 13276 | unknown
245859 | 05SUPFORGE | PJM | 205 | 34.5 | 1256 | 13276 | unknown
247378 | 05MCCLAIN SS | PJM | 205 | 34.5 | 1256 | 13276 | unknown
247386 | 05SEVENST SS | PJM | 205 | 34.5 | 1256 | 13276 | unknown
245867 | 05CECIL8 | PJM | 205 | 69 | 1256 | 13277 | unknown
247138 | 05NCECILSS | PJM | 205 | 69 | 1256 | 13277 | unknown
245869 | 05CONTIN8 | PJM | 205 | 69 | 1256 | 13278 | unknown
247139 | 05S.RICESS | PJM | 205 | 69 | 1256 | 13278 | unknown
245876 | 05OXFORD M8 | PJM | 205 | 138 | 1251 | 13279 | unknown
247462 | 05STONEPLTSS | PJM | 205 | 138 | 1251 | 13279 | unknown
245877 | 05FTBROWN8 | PJM | 205 | 69 | 1256 | 13280 | unknown
247141 | 05FTBRWNSS | PJM | 205 | 69 | 1256 | 13280 | unknown
245883 | 05KALIDA8 | PJM | 205 | 69 | 1256 | 13281 | unknown
247140 | 05N.KALISS | PJM | 205 | 69 | 1256 | 13281 | unknown
245885 | 05LATTY8 | PJM | 205 | 69 | 1256 | 13282 | unknown |  |  |  | 41.0164 | -84.5935 | 5199 | 41.0164 | -84.5935 | 5199
247568 | 05LATTY J SS | PJM | 205 | 69 | 1256 | 13282 | unknown |  |  |  | 41.0164 | -84.5935 | 5199 | 41.0164 | -84.5935 | 5199
245892 | 05NCONT1SS | PJM | 205 | 69 | 1256 | 13283 | unknown
247276 | 05NCONT2SS | PJM | 205 | 69 | 1256 | 13283 | unknown
245895 | 05WOHCTYSS | PJM | 205 | 34.5 | 1256 | 13284 | unknown
247876 | 05ROCKFORD | PJM | 205 | 34.5 | 1256 | 13284 | unknown
247879 | 05OHIO CITY | PJM | 205 | 34.5 | 1256 | 13284 | unknown
245896 | 05E.OTTOVLSS | PJM | 205 | 69 | 1256 | 13285 | unknown
245897 | 05OTTOVL8 | PJM | 205 | 69 | 1256 | 13285 | unknown
245908 | 05VANWERT8 | PJM | 205 | 69 | 1256 | 13286 | unknown |  |  |  | 41.0164 | -84.5935 | 5199 | 41.0164 | -84.5935 | 5199
247383 | 05N.VANWRTSS | PJM | 205 | 69 | 1256 | 13286 | unknown |  |  |  | 41.0164 | -84.5935 | 5199 | 41.0164 | -84.5935 | 5199
245922 | 05IRELAND SS | PJM | 205 | 69 | 1256 | 13287 | unknown | [5 empty] | 4689 |  |  | 4689
245923 | 05MURRAY IRL | PJM | 205 | 69 | 1256 | 13287 | unknown | [5 empty] | 4689 |  |  | 4689
245924 | 05C.COL SH | PJM | 205 | 69 | 1256 | 13288 | unknown | [6 empty] | 40.0219 | -80.8067 | 5175
247430 | 05BROWNRUNSS | PJM | 205 | 69 | 1256 | 13288 | unknown | [6 empty] | 40.0219 | -80.8067 | 5175
245939 | 05LOCKWOODSS | PJM | 205 | 69 | 1256 | 13289 | unknown | [8 empty] | 13086
247252 | 05LOCKWOOD | PJM | 205 | 69 | 1256 | 13289 | unknown | [8 empty] | 13086
246030 | 05BLAINE1 | PJM | 205 | 34.5 | 1257 | 13290 | unknown | [6 empty] | 40.224 | -85.2963 | 5267
246808 | 05BLAINE2 | PJM | 205 | 34.5 | 1257 | 13290 | unknown | [6 empty] | 40.224 | -85.2963 | 5267
246133 | 05KROEMER SS | PJM | 205 | 69 | 1257 | 13291 | unknown
247772 | 05KROEMER8 | PJM | 205 | 69 | 1257 | 13291 | unknown
246173 | 05OMNISOUR | PJM | 205 | 34.5 | 1257 | 13292 | unknown | [6 empty] | 41.1698 | -85.0935 | 5275
247874 | 05CLOVLEAFSS | PJM | 205 | 34.5 | 1257 | 13292 | unknown | [6 empty] | 41.1698 | -85.0935 | 5275
246187 | 05WARTON H2 | PJM | 205 | 138 | 1251 | 13293 | known
246191 | 05WARTON MKW | PJM | 205 | 138 | 1251 | 13293 | known
246202 | 05WARTON CC | PJM | 205 | 138 | 1251 | 13293 | known
246928 | 05WARTON H1 | PJM | 205 | 138 | 1251 | 13293 | known |  | 39.9597 | -80.6471
247251 | 05CALISS | PJM | 205 | 138 | 1251 | 13293 | known
246190 | 05DOMEPETR | PJM | 205 | 69 | 1257 | 13294 | unknown
247602 | 05MUSKRAT SS | PJM | 205 | 69 | 1257 | 13294 | unknown
246211 | 05UNIVERSA | PJM | 205 | 69 | 1257 | 13295 | unknown
247601 | 05BASKET FSS | PJM | 205 | 69 | 1257 | 13295 | unknown
246224 | 05BIG RUN | PJM | 205 | 69 | 1257 | 13296 | unknown
247603 | 05FEDERAL SS | PJM | 205 | 69 | 1257 | 13296 | unknown
246234 | 05NBLUFFTN | PJM | 205 | 69 | 1257 | 13297 | unknown
246255 | 05MURRAY | PJM | 205 | 69 | 1257 | 13297 | unknown
246246 | 05KINNERK8 | PJM | 205 | 69 | 1257 | 13298 | unknown
247612 | 05THELE SS | PJM | 205 | 69 | 1257 | 13298 | unknown
246254 | 05TUNNEL RDG | PJM | 205 | 138 | 1251 | 13299 | unknown | [5 empty] | 5153 |  |  | 5153
247775 | 05DIXON SS | PJM | 205 | 138 | 1251 | 13299 | unknown | [5 empty] | 5153 |  |  | 5153
246266 | 05UNIONDL8 | PJM | 205 | 69 | 1257 | 13300 | unknown
247615 | 05SKIPS P SS | PJM | 205 | 69 | 1257 | 13300 | unknown
246292 | 05TRI-LAKE | PJM | 205 | 69 | 1257 | 13301 | unknown
246293 | 05UMMEL 8 | PJM | 205 | 69 | 1257 | 13301 | unknown
246325 | 05NOTTINGH56 | PJM | 205 | 138 | 1251 | 13302 | unknown | [5 empty] | 5480 |  |  | 5480
246327 | 05NOTTINGH78 | PJM | 205 | 138 | 1251 | 13302 | unknown | [5 empty] | 5480 |  |  | 5480
247460 | 05NOTTINGH34 | PJM | 205 | 138 | 1251 | 13302 | unknown | [5 empty] | 5480 |  |  | 5480
246342 | 05MONOFRAX | PJM | 205 | 69 | 1257 | 13303 | unknown |  |  |  | 41.7065 | -86.4837 | 5274 | 41.7065 | -86.4837 | 5274
247599 | 05SNOWBRY SS | PJM | 205 | 69 | 1257 | 13303 | unknown |  |  |  | 41.7065 | -86.4837 | 5274 | 41.7065 | -86.4837 | 5274
246351 | 05RUSS ST | PJM | 205 | 34.5 | 1257 | 13304 | unknown
247492 | 05LIBERTYTSS | PJM | 205 | 34.5 | 1257 | 13304 | unknown
246416 | 05TWIN BRCH1 | PJM | 205 | 34.5 | 1257 | 13305 | unknown | [5 empty] | 5458 |  |  | 5458
246418 | 05TWIN BRCH2 | PJM | 205 | 34.5 | 1257 | 13305 | unknown | [5 empty] | 5458 |  |  | 5458
246440 | 05S.OLIVE L8 | PJM | 205 | 138 | 1253 | 13306 | unknown
247799 | 05S.OLIVE SS | PJM | 205 | 138 | 1253 | 13306 | unknown
246538 | 05MURCH | PJM | 205 | 69 | 1257 | 13307 | unknown
246540 | 05PAW PAW8 | PJM | 205 | 69 | 1257 | 13307 | unknown
246549 | 05TWIN LK8 | PJM | 205 | 34.5 | 1257 | 13308 | unknown | [6 empty] | 41.9843 | -86.3217 | 5271
247889 | 05TWIN LK SS | PJM | 205 | 34.5 | 1257 | 13308 | unknown | [6 empty] | 41.9843 | -86.3217 | 5271
246593 | 05LAZELLE S | PJM | 205 | 69 | 1258 | 13309 | unknown | [6 empty] | 40.2114 | -83.0934 | 5338
246830 | 05LAZELLE N | PJM | 205 | 69 | 1258 | 13309 | unknown | [6 empty] | 40.2114 | -83.0934 | 5338
246606 | 05WETZEL SS | PJM | 205 | 138 | 1251 | 13310 | unknown
247095 | 05WILLIAM TH | PJM | 205 | 138 | 1251 | 13310 | unknown
246611 | 05MKWST SPRW | PJM | 205 | 69 | 1256 | 13311 | unknown
247743 | 05SPARROW | PJM | 205 | 69 | 1256 | 13311 | unknown
246653 | 05DARBYVL8 | PJM | 205 | 69 | 1258 | 13312 | unknown
246680 | 05DARBY Z | PJM | 205 | 69 | 1258 | 13312 | unknown
246709 | 05MARION 5 | PJM | 205 | 39.4 | 1258 | 13313 | unknown
246710 | 05MARION 6 | PJM | 205 | 39.4 | 1258 | 13313 | unknown
246842 | 05MARIONRD | PJM | 205 | 39.4 | 1258 | 13313 | unknown
246732 | 05BASHAN | PJM | 205 | 69 | 1258 | 13314 | unknown
247080 | 05WBASHNSS | PJM | 205 | 69 | 1256 | 13314 | unknown
246761 | 05THREEC | PJM | 205 | 138 | 1253 | 13315 | unknown |  |  |  | 39.8777 | -82.9072 | 5335 | 39.8777 | -82.9072 | 5335
246762 | 05GRFN W | PJM | 205 | 138 | 1253 | 13315 | unknown |  |  |  | 39.8777 | -82.9072 | 5335 | 39.8777 | -82.9072 | 5335
246779 | 05S.ABINGDN2 | PJM | 205 | 138 | 1250 | 13316 | unknown | [8 empty] | 5055
247819 | 05S.ABINGDN1 | PJM | 205 | 138 | 1250 | 13316 | unknown | [8 empty] | 5055
246792 | 05IDAHO 8 | PJM | 205 | 69 | 1258 | 13317 | unknown | [6 empty] | 39.0163 | -83.0043 | 5161
247018 | 05WALDRNSS | PJM | 205 | 69 | 1258 | 13317 | unknown | [6 empty] | 39.0163 | -83.0043 | 5161
246829 | 05TEX ESTRNZ | PJM | 205 | 69 | 1258 | 13318 | unknown
247742 | 05TEX EASTRN | PJM | 205 | 69 | 1258 | 13318 | unknown
246912 | 05N MKT8 | PJM | 205 | 138 | 1253 | 13319 | unknown
247035 | 05NMARSS | PJM | 205 | 138 | 1253 | 13319 | unknown
246942 | 05WARERD | PJM | 205 | 138 | 1253 | 13320 | unknown | [6 empty] | 39.0163 | -83.0043 | 5161
246987 | 05WARE RD8 | PJM | 205 | 138 | 1258 | 13320 | unknown | [6 empty] | 39.0163 | -83.0043 | 5161
246956 | 05S.FORKSS | PJM | 205 | 69 | 1256 | 13321 | unknown | [6 empty] | 39.9912 | -82.6478 | 5339
246960 | 05LAKEWDSS | PJM | 205 | 69 | 1256 | 13321 | unknown | [6 empty] | 39.9912 | -82.6478 | 5339
246973 | 05MORGCO | PJM | 205 | 69 | 1259 | 13322 | unknown |  |  |  | 38.2009 | -83.4099 | 7044 | 38.2009 | -83.4099 | 7044
341890 | 2MORGAN CO | PJM | 320 | 69 | 1315 | 13322 | unknown |  |  |  | 38.2009 | -83.4099 | 7044 | 38.2009 | -83.4099 | 7044
247000 | 05YELLOW CK1 | PJM | 205 | 138 | 1251 | 13323 | unknown
247001 | 05YELLOW CK2 | PJM | 205 | 138 | 1251 | 13323 | unknown
247004 | 05GUYAND | PJM | 205 | 138 | 1250 | 13324 | unknown |  |  |  | 37.6579 | -81.6776 | 5068 | 37.6579 | -81.6776 | 5068
247005 | 05MACOAL | PJM | 205 | 138 | 1250 | 13324 | unknown |  |  |  | 37.6579 | -81.6776 | 5068 | 37.6579 | -81.6776 | 5068
247008 | 05CLARKB | PJM | 205 | 138 | 1250 | 13325 | unknown
247009 | 05KEYSTO | PJM | 205 | 138 | 1250 | 13325 | unknown
247029 | 05HORSPN | PJM | 205 | 138 | 1250 | 13326 | unknown
247030 | 05JUSTCO L | PJM | 205 | 138 | 1255 | 13326 | unknown
247036 | 05TOUCHTN SS | PJM | 205 | 34.5 | 1256 | 13327 | unknown
247317 | 05LIBHI 8 | PJM | 205 | 34.5 | 1256 | 13327 | unknown
247086 | 05REDHIL | PJM | 205 | 115 | 1250 | 13328 | unknown
314773 | 3RED HIL | PJM | 345 | 115 | 363 | 13328 | unknown
247088 | 05PINERDSS | PJM | 205 | 69 | 1258 | 13329 | unknown
247096 | 05PINERDG8 | PJM | 205 | 69 | 1258 | 13329 | unknown
247113 | 05PIERSS | PJM | 205 | 138 | 1250 | 13330 | unknown
247114 | 05MABEN COAL | PJM | 205 | 138 | 1250 | 13330 | unknown
247145 | 05W.ALLENDSS | PJM | 205 | 69 | 1256 | 13331 | unknown
247366 | 05S.ALLENDSS | PJM | 205 | 69 | 1256 | 13331 | unknown
247369 | 05ALLENDALEZ | PJM | 205 | 69 | 1256 | 13331 | unknown
247146 | 05DALRD8 | PJM | 205 | 138 | 1252 | 13332 | unknown
247831 | 05DALMATN SS | PJM | 205 | 138 | 1252 | 13332 | unknown
247159 | 05W.LONGLYSS | PJM | 205 | 69 | 1256 | 13333 | unknown
247488 | 05BRADNER SS | PJM | 205 | 69 | 1256 | 13333 | unknown
247176 | 05W.MORRSS | PJM | 205 | 69 | 1256 | 13334 | unknown
247178 | 05E.MORRSS | PJM | 205 | 69 | 1256 | 13334 | unknown
247279 | 05HAUSCRSS | PJM | 205 | 69 | 1256 | 13335 | unknown
247280 | 05HAUSCR 8 | PJM | 205 | 69 | 1256 | 13335 | unknown
247337 | 05S.CARYSS | PJM | 205 | 69 | 1256 | 13336 | unknown | [6 empty] | 41.0209 | -83.2986 | 5155
247338 | 05S.CARY Z | PJM | 205 | 69 | 1256 | 13336 | unknown | [6 empty] | 41.0209 | -83.2986 | 5155
247384 | 05ROBB AV SS | PJM | 205 | 34.5 | 1256 | 13337 | unknown
247732 | 05ROBB AVE Z | PJM | 205 | 34.5 | 1256 | 13337 | unknown
247388 | 05RIPLEY SS8 | PJM | 205 | 69 | 1256 | 13338 | unknown
247663 | 05SCHELEGEL | PJM | 205 | 69 | 1256 | 13338 | unknown
247402 | 05SHUFFELR Z | PJM | 205 | 69 | 1256 | 13339 | unknown
247403 | 05SHUFFELRSS | PJM | 205 | 69 | 1256 | 13339 | unknown
247522 | U1-059 C | PJM | 205 | 69 | 1296 | 13340 | unknown
247555 | W1-056 C | PJM | 205 | 69 | 1256 | 13340 | unknown
247569 | 05IRONTO | PJM | 205 | 138 | 1250 | 13341 | unknown | [6 empty] | 37.3756 | -79.8933 | 5064
247570 | 05IRONTO8 | PJM | 205 | 138 | 1250 | 13341 | unknown | [6 empty] | 37.3756 | -79.8933 | 5064
247580 | 05MOSCOW SS | PJM | 205 | 69 | 1256 | 13342 | unknown | [6 empty] | 40.0972 | -82.0185 | 5171
247581 | 05JACKSN8 | PJM | 205 | 69 | 1256 | 13342 | unknown | [6 empty] | 40.0972 | -82.0185 | 5171
247582 | 05S.WARSAWSS | PJM | 205 | 69 | 1256 | 13343 | unknown
247583 | 05TUNNELHIL8 | PJM | 205 | 69 | 1256 | 13343 | unknown
247585 | 05METHAM SS | PJM | 205 | 69 | 1256 | 13344 | unknown
247586 | 05JEFRSN8 OP | PJM | 205 | 69 | 1256 | 13344 | unknown
247587 | 05S.KILBUCSS | PJM | 205 | 69 | 1256 | 13345 | unknown
247589 | 05KILLBUCK8 | PJM | 205 | 69 | 1256 | 13345 | unknown
247592 | 05STILLWELL8 | PJM | 205 | 69 | 1256 | 13346 | unknown
247593 | 05STILLWELSS | PJM | 205 | 69 | 1256 | 13346 | unknown
247631 | 05BENNINGTON | PJM | 205 | 138 | 1250 | 13347 | unknown | [6 empty] | 37.3756 | -79.8933 | 5064
247974 | 05W.VA WATER | PJM | 205 | 138 | 1250 | 13347 | unknown | [6 empty] | 37.3756 | -79.8933 | 5064
247704 | 05PANDA RDSS | PJM | 205 | 138 | 1251 | 13348 | unknown
247730 | 05PANDA RD | PJM | 205 | 138 | 1251 | 13348 | unknown
247729 | 05MT.ORB SS | PJM | 205 | 69 | 1256 | 13349 | unknown
247731 | 05MT.ORB8 | PJM | 205 | 69 | 1256 | 13349 | unknown
247757 | 05HERLAN SW | PJM | 205 | 138 | 1251 | 13350 | unknown
247843 | 05HERLAN_CAP | PJM | 205 | 138 | 1251 | 13350 | unknown
249992 | 08CDRVL1 | PJM | 212 | 138 | 1224 | 13375 | unknown
249993 | 08CDRVL2 | PJM | 212 | 138 | 1224 | 13375 | unknown
250004 | 08CRNEL1 | PJM | 212 | 138 | 1224 | 13376 | unknown
250005 | 08CRNEL4 | PJM | 212 | 138 | 1224 | 13376 | unknown
250011 | 08DERPK1 | PJM | 212 | 138 | 1224 | 13377 | unknown
250012 | 08DERPK2 | PJM | 212 | 138 | 1224 | 13377 | unknown
250020 | 08ESTWD1 | PJM | 212 | 138 | 1224 | 13378 | unknown | [8 empty] | 5385
250021 | 08ESTWD2 | PJM | 212 | 138 | 1224 | 13378 | unknown | [8 empty] | 5385
250025 | 08FLDMN1 | PJM | 212 | 138 | 1224 | 13379 | unknown |  |  |  | 38.9909 | -84.2899 | 5503 | 38.9909 | -84.2899 | 5503
250026 | 08FLDMN2 | PJM | 212 | 138 | 1224 | 13379 | unknown |  |  |  | 38.9909 | -84.2899 | 5503 | 38.9909 | -84.2899 | 5503
250027 | 08FLRNC1 | PJM | 212 | 138 | 1224 | 13380 | unknown |  |  |  | 38.9839 | -84.609 | 5551 | 38.9839 | -84.609 | 5551
250028 | 08FLRNC2 | PJM | 212 | 138 | 1224 | 13380 | unknown |  |  |  | 38.9839 | -84.609 | 5551 | 38.9839 | -84.609 | 5551
250030 | 08FRDBT1 | PJM | 212 | 138 | 1225 | 13381 | unknown
250031 | 08FRDBT2 | PJM | 212 | 138 | 1225 | 13381 | unknown
250036 | 08GLNVW1 | PJM | 212 | 138 | 1224 | 13382 | unknown |  |  |  | 39.2053 | -84.4785 | 5559 | 39.2053 | -84.4785 | 5559
250037 | 08GLNVW2 | PJM | 212 | 138 | 1224 | 13382 | unknown |  |  |  | 39.2053 | -84.4785 | 5559 | 39.2053 | -84.4785 | 5559
250039 | 08HALL1 | PJM | 212 | 138 | 1224 | 13383 | unknown |  |  |  | 39.3278 | -84.4493 | 5555 | 39.3278 | -84.4493 | 5555
250040 | 08HALL2 | PJM | 212 | 138 | 1224 | 13383 | unknown |  |  |  | 39.3278 | -84.4493 | 5555 | 39.3278 | -84.4493 | 5555
250042 | 08HANDS1 | PJM | 212 | 138 | 1224 | 13384 | unknown |  |  |  | 39.025 | -84.377 | 5557 | 39.025 | -84.377 | 5557
250043 | 08HANDS2 | PJM | 212 | 138 | 1224 | 13384 | unknown |  |  |  | 39.025 | -84.377 | 5557 | 39.025 | -84.377 | 5557
250048 | 08KLEMN1 | PJM | 212 | 138 | 1224 | 13385 | unknown | [6 empty] | 39.2053 | -84.4785 | 5559
250049 | 08KLEMN2 | PJM | 212 | 138 | 1224 | 13385 | unknown | [6 empty] | 39.2053 | -84.4785 | 5559
250050 | 08KMPER1 | PJM | 212 | 138 | 1224 | 13386 | unknown |  |  |  | 39.3278 | -84.4493 | 5555 | 39.3278 | -84.4493 | 5555
250051 | 08KMPER2 | PJM | 212 | 138 | 1224 | 13386 | unknown |  |  |  | 39.3278 | -84.4493 | 5555 | 39.3278 | -84.4493 | 5555
250052 | 08KYUNIV | PJM | 212 | 138 | 1224 | 13387 | unknown |  |  |  | 39.025 | -84.377 | 5557 | 38.9909 | -84.2899 | 5503
250153 | 08KYUTB2 | PJM | 212 | 138 | 1224 | 13387 | unknown |  |  |  | 39.025 | -84.377 | 5557 | 38.9909 | -84.2899 | 5503
250055 | 08LTERL7 | PJM | 212 | 138 | 1224 | 13388 | unknown |  |  |  | 39.1529 | -84.4052 | 5556 | 39.1529 | -84.4052 | 5556
250056 | 08LTERL8 | PJM | 212 | 138 | 1224 | 13388 | unknown |  |  |  | 39.1529 | -84.4052 | 5556 | 39.1529 | -84.4052 | 5556
250063 | 08MHLTY1 | PJM | 212 | 138 | 1224 | 13389 | unknown
250064 | 08MHLTY2 | PJM | 212 | 138 | 1224 | 13389 | unknown
250066 | 08MLHSR1 | PJM | 212 | 138 | 1224 | 13390 | unknown |  |  |  | 39.3278 | -84.4493 | 5555 | 39.3278 | -84.4493 | 5555
250067 | 08MLHSR2 | PJM | 212 | 138 | 1224 | 13390 | unknown |  |  |  | 39.3278 | -84.4493 | 5555 | 39.3278 | -84.4493 | 5555
250068 | 08MPLKL1 | PJM | 212 | 138 | 1224 | 13391 | unknown
250069 | 08MPLKL2 | PJM | 212 | 138 | 1224 | 13391 | unknown
250079 | 08NWTWN1 | PJM | 212 | 138 | 1224 | 13392 | unknown |  |  |  | 39.1529 | -84.4052 | 5556 | 39.1529 | -84.4052 | 5556
250080 | 08NWTWN2 | PJM | 212 | 138 | 1224 | 13392 | unknown |  |  |  | 39.1529 | -84.4052 | 5556 | 39.1529 | -84.4052 | 5556
250084 | 08PARK1 | PJM | 212 | 138 | 1224 | 13393 | unknown |  |  |  | 39.306 | -84.2495 | 5553 | 39.306 | -84.2495 | 5553
250085 | 08PARK2 | PJM | 212 | 138 | 1224 | 13393 | unknown |  |  |  | 39.306 | -84.2495 | 5553 | 39.306 | -84.2495 | 5553
250087 | 08QUNGT1 | PJM | 212 | 138 | 1224 | 13394 | unknown
250088 | 08QUNGT2 | PJM | 212 | 138 | 1224 | 13394 | unknown
250119 | 08TWYMI1 | PJM | 212 | 138 | 1224 | 13395 | unknown |  |  |  | 39.306 | -84.2495 | 5553 | 39.306 | -84.2495 | 5553
250120 | 08TWYMI2 | PJM | 212 | 138 | 1224 | 13395 | unknown |  |  |  | 39.306 | -84.2495 | 5553 | 39.306 | -84.2495 | 5553
250139 | 08ROCKIE | PJM | 212 | 138 | 1224 | 13396 | unknown |  |  |  | 39.4741 | -84.3407 | 5563 | 39.4741 | -84.3407 | 5563
250149 | 08TP5381 | PJM | 212 | 138 | 1224 | 13396 | unknown |  |  |  | 39.4741 | -84.3407 | 5563 | 39.4741 | -84.3407 | 5563
251268 | 08BEAVR1 | PJM | 212 | 69 | 1227 | 13425 | unknown
251269 | 08BEAVR2 | PJM | 212 | 69 | 1227 | 13425 | unknown
251270 | 08BEAVR3 | PJM | 212 | 69 | 1227 | 13425 | unknown
251273 | 08BRIGT3 | PJM | 212 | 69 | 1224 | 13426 | unknown | [8 empty] | 10948
251274 | 08BRIGT4 | PJM | 212 | 69 | 1224 | 13426 | unknown | [8 empty] | 10948
251282 | 08CHSTR1 | PJM | 212 | 69 | 1224 | 13427 | unknown
251283 | 08CHSTR2 | PJM | 212 | 69 | 1224 | 13427 | unknown
251285 | 08CINWW1 | PJM | 212 | 69 | 1224 | 13428 | unknown
251286 | 08CINWW2 | PJM | 212 | 69 | 1224 | 13428 | unknown
251289 | 08CLRYV1 | PJM | 212 | 69 | 1227 | 13429 | unknown
251290 | 08CLRYV2 | PJM | 212 | 69 | 1227 | 13429 | unknown
251307 | 08DIXIE1 | PJM | 212 | 69 | 1227 | 13430 | unknown
251308 | 08DIXIE2 | PJM | 212 | 69 | 1227 | 13430 | unknown
251325 | 08FRDSH1 | PJM | 212 | 69 | 1225 | 13431 | unknown
251326 | 08FRDSH2 | PJM | 212 | 69 | 1225 | 13431 | unknown
251327 | 08FRDSH3 | PJM | 212 | 69 | 1225 | 13431 | unknown
251329 | 08FRGSN1 | PJM | 212 | 69 | 1224 | 13432 | unknown
251330 | 08FRGSN2 | PJM | 212 | 69 | 1224 | 13432 | unknown
251331 | 08FRKLN1 | PJM | 212 | 69 | 1224 | 13433 | unknown
251332 | 08FRKLN2 | PJM | 212 | 69 | 1224 | 13433 | unknown
251341 | 08HMLET1 | PJM | 212 | 69 | 1224 | 13434 | unknown
251342 | 08HMLET2 | PJM | 212 | 69 | 1224 | 13434 | unknown
251346 | 08IVYDL1 | PJM | 212 | 69 | 1224 | 13435 | unknown | [8 empty] | 10948
251347 | 08IVYDL2 | PJM | 212 | 69 | 1224 | 13435 | unknown | [8 empty] | 10948
251349 | 08JCKSN1 | PJM | 212 | 69 | 1224 | 13436 | unknown
251350 | 08JCKSN2 | PJM | 212 | 69 | 1224 | 13436 | unknown
251351 | 08JCKSN3 | PJM | 212 | 69 | 1224 | 13436 | unknown
251352 | 08JCKSN4 | PJM | 212 | 69 | 1224 | 13436 | unknown
251356 | 08JKSON | PJM | 212 | 69 | 1224 | 13436 | unknown
251367 | 08LEVIA | PJM | 212 | 69 | 1228 | 13437 | unknown
251368 | 08LEVIB | PJM | 212 | 69 | 1228 | 13437 | unknown
251369 | 08LINCN3 | PJM | 212 | 69 | 1224 | 13438 | unknown
251370 | 08LINCN4 | PJM | 212 | 69 | 1224 | 13438 | unknown
251371 | 08LINWD1 | PJM | 212 | 69 | 1224 | 13439 | unknown
251372 | 08LINWD2 | PJM | 212 | 69 | 1224 | 13439 | unknown
251373 | 08LMBRG1 | PJM | 212 | 69 | 1227 | 13440 | unknown
251374 | 08LMBRG2 | PJM | 212 | 69 | 1227 | 13440 | unknown
251375 | 08LMBRG3 | PJM | 212 | 69 | 1227 | 13440 | unknown
251376 | 08LOCST1 | PJM | 212 | 69 | 1224 | 13441 | unknown
251377 | 08LOCST2 | PJM | 212 | 69 | 1224 | 13441 | unknown
251379 | 08MACK1 | PJM | 212 | 69 | 1224 | 13442 | unknown | [6 empty] | 39.1128 | -84.8058 | 5554
251380 | 08MACK2 | PJM | 212 | 69 | 1224 | 13442 | unknown | [6 empty] | 39.1128 | -84.8058 | 5554
251382 | 08MCGFY1 | PJM | 212 | 69 | 1224 | 13443 | unknown
251383 | 08MCGFY2 | PJM | 212 | 69 | 1224 | 13443 | unknown
251384 | 08MCGFY3 | PJM | 212 | 69 | 1224 | 13443 | unknown
251388 | 08MDTNTP | PJM | 212 | 69 | 1224 | 13444 | unknown | [6 empty] | 39.4552 | -84.3765 | 5558
251507 | 08T90645 | PJM | 212 | 69 | 1224 | 13444 | unknown | [6 empty] | 39.4552 | -84.3765 | 5558
251389 | 08MEREL1 | PJM | 212 | 69 | 1224 | 13445 | unknown |  |  |  | 39.2053 | -84.4785 | 5559 | 39.2053 | -84.4785 | 5559
251390 | 08MERRL2 | PJM | 212 | 69 | 1224 | 13445 | unknown |  |  |  | 39.2053 | -84.4785 | 5559 | 39.2053 | -84.4785 | 5559
251401 | 08MNCTR1 | PJM | 212 | 69 | 1224 | 13446 | unknown
251402 | 08MNCTR2 | PJM | 212 | 69 | 1224 | 13446 | unknown
251405 | 08MONSTE | PJM | 212 | 69 | 1224 | 13447 | unknown | [6 empty] | 39.1128 | -84.8058 | 5554
251406 | 08MONSTW | PJM | 212 | 69 | 1224 | 13447 | unknown | [6 empty] | 39.1128 | -84.8058 | 5554
251409 | 08MRKLY1 | PJM | 212 | 69 | 1224 | 13448 | unknown
251410 | 08MRKLY2 | PJM | 212 | 69 | 1224 | 13448 | unknown
251411 | 08MRKLY3 | PJM | 212 | 69 | 1224 | 13448 | unknown
251416 | 08NILLES | PJM | 212 | 69 | 1224 | 13449 | unknown
251417 | 08NILLS2 | PJM | 212 | 69 | 1224 | 13449 | unknown
251485 | 08T57621 | PJM | 212 | 69 | 1224 | 13449 | unknown
251419 | 08NRTHG1 | PJM | 212 | 69 | 1224 | 13450 | unknown
251420 | 08NRTHG2 | PJM | 212 | 69 | 1224 | 13450 | unknown
251431 | 08PLSTVL | PJM | 212 | 69 | 1224 | 13451 | unknown
251570 | 08PLSVL2 | PJM | 212 | 69 | 1224 | 13451 | unknown
251432 | 08PRIHL1 | PJM | 212 | 69 | 1224 | 13452 | unknown
251433 | 08PRIHL2 | PJM | 212 | 69 | 1224 | 13452 | unknown
251434 | 08PRNTN1 | PJM | 212 | 69 | 1224 | 13453 | unknown |  |  |  | 39.3278 | -84.4493 | 5555 | 39.3278 | -84.4493 | 5555
251435 | 08PRNTN3 | PJM | 212 | 69 | 1224 | 13453 | unknown |  |  |  | 39.3278 | -84.4493 | 5555 | 39.3278 | -84.4493 | 5555
251442 | 08RLION1 | PJM | 212 | 69 | 1224 | 13454 | unknown
251443 | 08RLION2 | PJM | 212 | 69 | 1224 | 13454 | unknown
251446 | 08S.BET1 | PJM | 212 | 69 | 1224 | 13455 | unknown
251447 | 08S.BET2 | PJM | 212 | 69 | 1224 | 13455 | unknown
251451 | 08SEVNM1 | PJM | 212 | 69 | 1224 | 13456 | unknown
251452 | 08SEVNM2 | PJM | 212 | 69 | 1224 | 13456 | unknown
251462 | 08SUTTN1 | PJM | 212 | 69 | 1224 | 13457 | unknown
251463 | 08SUTTN2 | PJM | 212 | 69 | 1224 | 13457 | unknown
251464 | 08SYMES1 | PJM | 212 | 69 | 1224 | 13458 | unknown
251465 | 08SYMES2 | PJM | 212 | 69 | 1224 | 13458 | unknown
251466 | 08SYMES3 | PJM | 212 | 69 | 1224 | 13458 | unknown
251471 | 08T32631 | PJM | 212 | 69 | 1224 | 13459 | unknown | [6 empty] | 39.4552 | -84.3765 | 5558
251484 | 08T56661 | PJM | 212 | 69 | 1224 | 13459 | unknown | [6 empty] | 39.4552 | -84.3765 | 5558
251472 | 08T37661 | PJM | 212 | 69 | 1224 | 13460 | unknown
251483 | 08T56657 | PJM | 212 | 69 | 1224 | 13460 | unknown
251474 | 08T38651 | PJM | 212 | 69 | 1224 | 13461 | unknown
251489 | 08T5762 | PJM | 212 | 69 | 1224 | 13461 | unknown
251494 | 08T59621 | PJM | 212 | 69 | 1227 | 13462 | unknown | [6 empty] | 38.9909 | -84.2899 | 5503
251496 | 08T59671 | PJM | 212 | 69 | 1227 | 13462 | unknown | [6 empty] | 38.9909 | -84.2899 | 5503
251515 | 08TP0863 | PJM | 212 | 69 | 1224 | 13463 | unknown | [8 empty] | 10948
251516 | 08TP0868 | PJM | 212 | 69 | 1224 | 13463 | unknown | [8 empty] | 10948
251530 | 08TP966 | PJM | 212 | 69 | 1227 | 13464 | unknown |  |  |  | 38.9839 | -84.609 | 5551 | 38.9839 | -84.609 | 5551
251543 | 08VILLA1 | PJM | 212 | 69 | 1227 | 13464 | unknown |  |  |  | 38.9839 | -84.609 | 5551 | 38.9839 | -84.609 | 5551
251544 | 08VILLA2 | PJM | 212 | 69 | 1227 | 13464 | unknown |  |  |  | 38.9839 | -84.609 | 5551 | 38.9839 | -84.609 | 5551
251553 | 08WMSVL1 | PJM | 212 | 69 | 1224 | 13465 | unknown | [6 empty] | 39.1529 | -84.4052 | 5556
251554 | 08WMSVL2 | PJM | 212 | 69 | 1224 | 13465 | unknown | [6 empty] | 39.1529 | -84.4052 | 5556
251557 | 08WYSCR1 | PJM | 212 | 69 | 1224 | 13466 | unknown | [6 empty] | 39.2053 | -84.4785 | 5559
251558 | 08WYSCR2 | PJM | 212 | 69 | 1224 | 13466 | unknown | [6 empty] | 39.2053 | -84.4785 | 5559
253154 | 09HOVRTP | PJM | 209 | 69 | 1209 | 13467 | unknown
253159 | 09HOVRB3 | PJM | 209 | 69 | 1209 | 13467 | unknown
253966 | 15WOODVL | PJM | 215 | 138 | 1215 | 13475 | unknown | [5 empty] | 5719 |  |  | 5719
253977 | 15WDVCAP | PJM | 215 | 138 | 1215 | 13475 | unknown | [5 empty] | 5719 |  |  | 5719
254021 | 15WMIFN2 | PJM | 215 | 138 | 1215 | 13476 | unknown | [8 empty] | 5721
254023 | 15WMIFFN | PJM | 215 | 138 | 1215 | 13476 | unknown | [8 empty] | 5721
254051 | 15PNECRT | PJM | 215 | 138 | 1215 | 13477 | known |  | 40.5556 | -79.8628
254052 | 15PNECRK | PJM | 215 | 138 | 1215 | 13477 | known |  | 40.5556 | -79.8628
270138 | AA2-116_TAP1 | PJM | 205 | 345 | 1252 | 13898 | known |  | 41.9483 | -86.4078
270139 | AA2-116_TAP2 | PJM | 205 | 345 | 1252 | 13898 | known |  | 41.9483 | -86.4078
270140 | AA2-116_POI | PJM | 205 | 345 | 1252 | 13898 | known |  | 41.9483 | -86.4078
270743 | ESS W407K9T | PJM | 222 | 345 | 1274 | 13899 | known |  | 41.8115 | -88.2382
270745 | ESS W407K R | PJM | 222 | 345 | 1289 | 13899 | known
270749 | ESS W407M R | PJM | 222 | 345 | 1289 | 13900 | known
270753 | ESS W407M0T | PJM | 222 | 345 | 1274 | 13900 | known |  | 41.8098 | -88.2231
270810 | LOCKPORT B | PJM | 222 | 345 | 1274 | 13901 | known |  | 41.6301 | -88.0957
270811 | LOCKPORT R | PJM | 222 | 345 | 1274 | 13901 | known |  | 41.6301 | -88.0957
270940 | ZION STA B | PJM | 222 | 345 | 1274 | 13902 | known |  | 42.4492 | -87.818
270941 | ZION STA R | PJM | 222 | 345 | 1274 | 13902 | known |  | 42.4492 | -87.818
270942 | ZION STA 0B | PJM | 222 | 345 | 1274 | 13902 | known |  | 42.4492 | -87.818
270981 | ALPINE RT | PJM | 222 | 138 | 1284 | 13903 | unknown |  |  |  | 42.2159 | -88.9758 | 6077 | 42.2159 | -88.9758 | 6077
271387 | E ROCKFORRT | PJM | 222 | 138 | 1284 | 13903 | unknown |  |  |  | 42.2159 | -88.9758 | 6077 | 42.2159 | -88.9758 | 6077
271110 | BRADLEY B | PJM | 222 | 138 | 1273 | 13904 | unknown |  |  |  | 41.2133 | -87.9056 | 6080 | 41.2133 | -87.9056 | 6080
271143 | BRADLEY R | PJM | 222 | 138 | 1273 | 13904 | unknown |  |  |  | 41.2133 | -87.9056 | 6080 | 41.2133 | -87.9056 | 6080
271833 | KENSINGTNRT | PJM | 222 | 138 | 1273 | 13904 | unknown |  |  |  | 41.2133 | -87.9056 | 6080 | 41.2133 | -87.9056 | 6080
271127 | BURR RIDGRT | PJM | 222 | 138 | 1285 | 13905 | unknown
272787 | WILLOW SP R | PJM | 222 | 138 | 1285 | 13905 | unknown
271246 | CROSBY B | PJM | 222 | 138 | 1270 | 13906 | known
271247 | CROSBY R | PJM | 222 | 138 | 1270 | 13906 | known |  | 41.9024 | -87.6462
271300 | ESS K31925T | PJM | 222 | 138 | 1273 | 13907 | unknown |  |  |  | 41.2133 | -87.9056 | 6080 | 41.2133 | -87.9056 | 6080
272136 | ESS K31924T | PJM | 222 | 138 | 1288 | 13907 | unknown |  |  |  | 41.2133 | -87.9056 | 6080 | 41.2133 | -87.9056 | 6080
272138 | ESS K31924B | PJM | 222 | 138 | 1288 | 13907 | unknown |  |  |  | 41.2133 | -87.9056 | 6080 | 41.2133 | -87.9056 | 6080
272140 | ESS K31925B | PJM | 222 | 138 | 1288 | 13907 | unknown |  |  |  | 41.2133 | -87.9056 | 6080 | 41.2133 | -87.9056 | 6080
271326 | DIVERSEY B | PJM | 222 | 138 | 1270 | 13908 | known |  | 41.9492 | -87.6815
271327 | DIVERSEY R | PJM | 222 | 138 | 1270 | 13908 | known |  | 41.9492 | -87.6815
271330 | DIXON 7B | PJM | 222 | 138 | 1272 | 13909 | unknown |  |  |  | 41.8161 | -88.0453 | 13916 | 41.8161 | -88.0453 | 13916
271331 | DIXON 8R | PJM | 222 | 138 | 1272 | 13909 | unknown |  |  |  | 41.8161 | -88.0453 | 13916 | 41.8161 | -88.0453 | 13916
271332 | DIXON B | PJM | 222 | 138 | 1272 | 13909 | unknown |  |  |  | 41.8161 | -88.0453 | 13916 | 41.8161 | -88.0453 | 13916
271333 | DIXON R | PJM | 222 | 138 | 1272 | 13909 | unknown |  |  |  | 41.8161 | -88.0453 | 13916 | 41.8161 | -88.0453 | 13916
271432 | CREGO RD B | PJM | 222 | 138 | 1272 | 13910 | unknown
271433 | CREGO RD R | PJM | 222 | 138 | 1272 | 13910 | unknown
271578 | GRENSHAW B | PJM | 222 | 138 | 1273 | 13911 | unknown |  |  |  | 41.7822 | -87.6195 | 11097 | 41.7822 | -87.6195 | 11097
271579 | GRENSHAW R | PJM | 222 | 138 | 1273 | 13911 | unknown |  |  |  | 41.7822 | -87.6195 | 11097 | 41.7822 | -87.6195 | 11097
271830 | KANKAKEE R | PJM | 222 | 138 | 1273 | 13912 | known
271831 | KANKAKEE B | PJM | 222 | 138 | 1273 | 13912 | known
271848 | KENSINGTN R | PJM | 222 | 138 | 1273 | 13912 | known |  | 41.1022 | -87.8711
271849 | KENSINGTN B | PJM | 222 | 138 | 1273 | 13912 | known
271840 | KINGSBURY B | PJM | 222 | 138 | 1270 | 13913 | unknown | [5 empty] | 13906 |  |  | 13906
271841 | KINGSBURY R | PJM | 222 | 138 | 1270 | 13913 | unknown | [5 empty] | 13906 |  |  | 13906
271897 | LANCASTER R | PJM | 222 | 138 | 1272 | 13914 | unknown
271898 | LANCASTERBT | PJM | 222 | 138 | 1272 | 13914 | unknown
271968 | MADISON G | PJM | 222 | 138 | 1270 | 13915 | unknown | [6 empty] | 41.9012 | -87.654 | 11095
271969 | MADISON Y | PJM | 222 | 138 | 1270 | 13915 | unknown | [6 empty] | 41.9012 | -87.654 | 11095
272002 | MCGIRR RD | PJM | 222 | 138 | 1272 | 13916 | known |  | 41.8161 | -88.0453
272365 | ESS H440 RT | PJM | 222 | 138 | 1272 | 13916 | known
272017 | MINONK | PJM | 222 | 138 | 1273 | 13917 | unknown
272080 | ESS W601 B | PJM | 222 | 138 | 1284 | 13918 | unknown
272081 | ESS W601 R | PJM | 222 | 138 | 1284 | 13918 | unknown
272082 | ESS W602 B | PJM | 222 | 138 | 1285 | 13919 | unknown
272083 | ESS W602 R | PJM | 222 | 138 | 1284 | 13919 | unknown
272190 | OHIO G | PJM | 222 | 138 | 1270 | 13920 | unknown |  |  |  | 41.9012 | -87.654 | 11095 | 41.9012 | -87.654 | 11095
272191 | OHIO Y | PJM | 222 | 138 | 1270 | 13920 | unknown |  |  |  | 41.9012 | -87.654 | 11095 | 41.9012 | -87.654 | 11095
272320 | QUARRY B | PJM | 222 | 138 | 1270 | 13921 | unknown |  |  |  | 41.8507 | -87.6562 | 6085 | 41.8507 | -87.6562 | 6085
272324 | QUARRY 8I | PJM | 222 | 138 | 1270 | 13921 | unknown |  |  |  | 41.8507 | -87.6562 | 6085 | 41.8507 | -87.6562 | 6085
272321 | QUARRY R | PJM | 222 | 138 | 1270 | 13922 | unknown |  |  |  | 41.8507 | -87.6562 | 6085 | 41.8507 | -87.6562 | 6085
272325 | QUARRY 6I | PJM | 222 | 138 | 1270 | 13922 | unknown |  |  |  | 41.8507 | -87.6562 | 6085 | 41.8507 | -87.6562 | 6085
272363 | ESS H440 R | PJM | 222 | 138 | 1286 | 13923 | unknown |  |  |  | 41.8161 | -88.0453 | 13916 | 41.8161 | -88.0453 | 13916
272364 | ESS H440-1 | PJM | 222 | 138 | 1286 | 13923 | unknown |  |  |  | 41.8161 | -88.0453 | 13916 | 41.8161 | -88.0453 | 13916
272456 | ELK GROVE B | PJM | 222 | 138 | 1271 | 13924 | unknown | [6 empty] | 42.0517 | -87.8971 | 6081
272457 | ELK GROVE R | PJM | 222 | 138 | 1271 | 13924 | unknown | [6 empty] | 42.0517 | -87.8971 | 6081
272480 | ESS Z715 BT | PJM | 222 | 138 | 1282 | 13925 | unknown | [5 empty] | 6263 |  |  | 6263
272482 | ESS Z715 B | PJM | 222 | 138 | 1279 | 13925 | unknown | [5 empty] | 6263 |  |  | 6263
272481 | ESS Z715 RT | PJM | 222 | 138 | 1282 | 13926 | known |  | 41.7045 | -87.5159
272483 | ESS Z715 R | PJM | 222 | 138 | 1279 | 13926 | known
272514 | ESS H71 B | PJM | 222 | 138 | 1286 | 13927 | unknown |  |  |  | 41.766 | -89.6611 | 6217 | 41.766 | -89.6611 | 6217
272515 | ESS H71 R | PJM | 222 | 138 | 1286 | 13927 | unknown |  |  |  | 41.766 | -89.6611 | 6217 | 41.766 | -89.6611 | 6217
272517 | STILLMAN RT | PJM | 222 | 138 | 1272 | 13928 | unknown |  |  |  | 42.2159 | -88.9758 | 6077 | 42.2159 | -88.9758 | 6077
272519 | STILLMAN | PJM | 222 | 138 | 1272 | 13928 | unknown |  |  |  | 42.2159 | -88.9758 | 6077 | 42.2159 | -88.9758 | 6077
272596 | ESS B427 B | PJM | 222 | 138 | 1286 | 13929 | unknown
272597 | ESS B427 R | PJM | 222 | 138 | 1286 | 13929 | unknown
272652 | ESS J322 B | PJM | 222 | 138 | 1288 | 13930 | unknown
272654 | ESS J322 BT | PJM | 222 | 138 | 1273 | 13930 | unknown
272653 | ESS J322 R | PJM | 222 | 138 | 1288 | 13931 | unknown
272655 | ESS J322 RT | PJM | 222 | 138 | 1273 | 13931 | unknown
272728 | WATERMAN B | PJM | 222 | 138 | 1272 | 13932 | unknown
272730 | WATERMAN 3B | PJM | 222 | 138 | 1272 | 13932 | unknown
272788 | WOODSTOCK1B | PJM | 222 | 138 | 1284 | 13933 | unknown | [6 empty] | 42.2551 | -88.2511 | 6106
272800 | WOODSTOCK B | PJM | 222 | 138 | 1284 | 13933 | unknown | [6 empty] | 42.2551 | -88.2511 | 6106
273120 | ESS Y652 0B | PJM | 222 | 69 | 1279 | 13934 | unknown | [6 empty] | 41.8507 | -87.6562 | 6085
273128 | VERNON PK2T | PJM | 222 | 69 | 1270 | 13934 | unknown | [6 empty] | 41.8507 | -87.6562 | 6085
273122 | ESS Y652 R | PJM | 222 | 69 | 1279 | 13935 | unknown
273129 | VERNON PKRT | PJM | 222 | 69 | 1270 | 13935 | unknown
304030 | 3LEESEP115WT | DUKE | 340 | 115 | 315 | 13984 | unknown |  |  |  | 35.3771 | -78.0949 | 6422 | 35.3771 | -78.0949 | 6422
304031 | 3LEESEP115ET | DUKE | 340 | 115 | 315 | 13984 | unknown |  |  |  | 35.3771 | -78.0949 | 6422 | 35.3771 | -78.0949 | 6422
304062 | 6COG ROX TAP | DUKE | 340 | 230 | 315 | 13985 | unknown | [6 empty] | 36.4833 | -79.0731 | 6404
304063 | 6COG ROX SUB | DUKE | 340 | 230 | 315 | 13985 | unknown | [6 empty] | 36.4833 | -79.0731 | 6404
304103 | 3WARRENTON1 | DUKE | 340 | 115 | 315 | 13986 | unknown
304107 | 3WARRENTN BU | DUKE | 340 | 115 | 315 | 13986 | unknown
305043 | 3E6-WARRENTO | DUKE | 340 | 115 | 315 | 13986 | unknown
304104 | 6RTP 230/23 | DUKE | 340 | 230 | 315 | 13987 | unknown
304159 | 6RTP230SUB T | DUKE | 340 | 230 | 315 | 13987 | unknown
304114 | 6TRENTON TAP | DUKE | 340 | 230 | 315 | 13988 | unknown
304119 | 6RAL PRISON | DUKE | 340 | 230 | 315 | 13988 | unknown
304120 | 6CARY TAP | DUKE | 340 | 230 | 315 | 13989 | unknown
304128 | 6CARY EVAN R | DUKE | 340 | 230 | 315 | 13989 | unknown
304202 | 3ERWIN115 SU | DUKE | 340 | 115 | 315 | 13990 | unknown
304209 | 3ERWIN TAP | DUKE | 340 | 115 | 315 | 13990 | unknown
305127 | 3E15-ERWIN | DUKE | 340 | 115 | 315 | 13990 | unknown
304225 | 3PA-W-RE | DUKE | 340 | 115 | 315 | 13991 | unknown
305053 | 3E13-DAVNPOR | DUKE | 340 | 115 | 315 | 13991 | unknown
304229 | 6PA-FARMVILL | DUKE | 340 | 230 | 315 | 13992 | unknown
305054 | 6E13-FARMVIL | DUKE | 340 | 230 | 315 | 13992 | unknown
304238 | 3BLACKCREEKT | DUKE | 340 | 115 | 315 | 13993 | unknown
304293 | 3W-3TOWNS | DUKE | 340 | 115 | 315 | 13993 | unknown
304260 | 3ROSEBORO | DUKE | 340 | 115 | 315 | 13994 | unknown
305136 | 3E15-ROSEBOR | DUKE | 340 | 115 | 315 | 13994 | unknown
304273 | 3KORNEGAY SU | DUKE | 340 | 115 | 315 | 13995 | unknown
304274 | 3KORNEGAY TA | DUKE | 340 | 115 | 315 | 13995 | unknown
305158 | 3E17-KORNEGA | DUKE | 340 | 115 | 315 | 13995 | unknown
304286 | 3GOLDSB SSET | DUKE | 340 | 115 | 315 | 13996 | unknown
304287 | 3GOLDSB SSWT | DUKE | 340 | 115 | 315 | 13996 | unknown
304291 | 3IND 304291 | DUKE | 340 | 115 | 315 | 13997 | unknown
304292 | 3ASHEBORO SO | DUKE | 340 | 115 | 315 | 13997 | unknown
304298 | 3ROBBINS1 | DUKE | 340 | 115 | 315 | 13998 | unknown
305114 | 3E14-ROBBINS | DUKE | 340 | 115 | 315 | 13998 | unknown
304312 | 3ASHEBOR E T | DUKE | 340 | 115 | 315 | 13999 | unknown
304313 | 3ASHEBO W TA | DUKE | 340 | 115 | 315 | 13999 | unknown
304316 | 3SPERO TAP 1 | DUKE | 340 | 115 | 315 | 14000 | unknown | [6 empty] | 34.8863 | -80.6391 | 6590
304319 | 3ASHEBORO NO | DUKE | 340 | 115 | 315 | 14000 | unknown | [6 empty] | 34.8863 | -80.6391 | 6590
304317 | 3SPERO TAP 2 | DUKE | 340 | 115 | 315 | 14001 | unknown
305111 | 3E14-SPERO | DUKE | 340 | 115 | 315 | 14001 | unknown
304333 | 6PITTSBORO | DUKE | 340 | 230 | 315 | 14002 | unknown
305026 | 6E3-REID HAR | DUKE | 340 | 230 | 315 | 14002 | unknown
304344 | 6WADESBORO | DUKE | 340 | 230 | 315 | 14003 | unknown
305048 | 6E11-PATTRSO | DUKE | 340 | 230 | 315 | 14003 | unknown
304357 | 6SANFORD US# | DUKE | 340 | 230 | 315 | 14004 | unknown
304375 | 6SANF HORNER | DUKE | 340 | 230 | 315 | 14004 | unknown
304370 | 3SO PINES | DUKE | 340 | 115 | 315 | 14005 | unknown
304372 | 3CNTR PRK TA | DUKE | 340 | 115 | 315 | 14005 | unknown
304381 | 3RAEFORD SOU | DUKE | 340 | 115 | 315 | 14006 | unknown | [8 empty] | 11113
305095 | 3E10-RAEFORD | DUKE | 340 | 115 | 315 | 14006 | unknown | [8 empty] | 11113
304385 | 6CLIFDALETAP | DUKE | 340 | 230 | 315 | 14007 | unknown
304386 | 6CLIFDALE | DUKE | 340 | 230 | 315 | 14007 | unknown
304397 | 6BEAR BRANCH | DUKE | 340 | 230 | 315 | 14008 | unknown |  |  |  | 35.6333 | -78.955 | 6399 | 35.6333 | -78.955 | 6399
305125 | 6E15-BRDWAY | DUKE | 340 | 230 | 315 | 14008 | unknown |  |  |  | 35.6333 | -78.955 | 6399 | 35.6333 | -78.955 | 6399
304401 | 3VANDERSUB T | DUKE | 340 | 115 | 315 | 14009 | unknown | [8 empty] | 11114
305134 | 3E15-VANDER | DUKE | 340 | 115 | 315 | 14009 | unknown | [8 empty] | 11114
304427 | 3SLOCOMB TAP | DUKE | 340 | 115 | 315 | 14010 | unknown | [8 empty] | 11114
305123 | 3E15-BEARD | DUKE | 340 | 115 | 315 | 14010 | unknown | [8 empty] | 11114
304430 | 3RED SPR SUB | DUKE | 340 | 115 | 315 | 14011 | unknown
305096 | 3E10-RED SPR | DUKE | 340 | 115 | 315 | 14011 | unknown
304434 | 6BAYBORO TAP | DUKE | 340 | 230 | 315 | 14012 | unknown
305141 | 6E16-GRANTSB | DUKE | 340 | 230 | 315 | 14012 | unknown
304445 | 6CHOCOWINITY | DUKE | 340 | 230 | 315 | 14013 | unknown
304473 | 6PA-WASHINTO | DUKE | 340 | 230 | 315 | 14013 | unknown
304449 | 6EDWARDS TAP | DUKE | 340 | 230 | 315 | 14014 | unknown
305140 | 6E16-EDWARDS | DUKE | 340 | 230 | 315 | 14014 | unknown
304454 | 6AURORA SS T | DUKE | 340 | 230 | 315 | 14015 | unknown
304457 | 6IND 304457 | DUKE | 340 | 230 | 315 | 14015 | unknown
304459 | 3GRIFTON | DUKE | 340 | 115 | 315 | 14016 | unknown
304481 | 3PA-AYDEN | DUKE | 340 | 115 | 315 | 14016 | unknown
304483 | 3SNOW HILL | DUKE | 340 | 115 | 315 | 14017 | unknown
305056 | 3E13-RAINBOW | DUKE | 340 | 115 | 315 | 14017 | unknown
304487 | 3CHERRY PT2 | DUKE | 340 | 115 | 315 | 14018 | unknown
304558 | 3CHERRY PT3 | DUKE | 340 | 115 | 315 | 14018 | unknown
304493 | 3ATLANTIC BC | DUKE | 340 | 115 | 315 | 14019 | unknown
305013 | 3E2-ATL BEAC | DUKE | 340 | 115 | 315 | 14019 | unknown
304505 | 6ROSE HILL | DUKE | 340 | 230 | 315 | 14020 | unknown | [6 empty] | 33.9583 | -78.0103 | 6402
305031 | 6E4-BEVERAGE | DUKE | 340 | 230 | 315 | 14020 | unknown | [6 empty] | 33.9583 | -78.0103 | 6402
304508 | 3PA-KINSTON | DUKE | 340 | 115 | 315 | 14021 | unknown | [6 empty] | 35.1413 | -77.1234 | 6438
304529 | 3KINSTON1 | DUKE | 340 | 115 | 315 | 14021 | unknown | [6 empty] | 35.1413 | -77.1234 | 6438
304520 | 6IND 304520 | DUKE | 340 | 230 | 315 | 14022 | unknown |  |  |  | 34.2831 | -77.9852 | 6407 | 34.2831 | -77.9852 | 6407
304534 | 6IND 304534 | DUKE | 340 | 230 | 315 | 14022 | unknown |  |  |  | 34.2831 | -77.9852 | 6407 | 34.2831 | -77.9852 | 6407
304536 | 6TARAWA | DUKE | 340 | 230 | 315 | 14023 | unknown
304537 | 6LEJEUNE#2 | DUKE | 340 | 230 | 315 | 14023 | unknown
304562 | 6IND 304562 | DUKE | 340 | 230 | 315 | 14024 | unknown |  |  |  | 34.3281 | -77.8771 | 6448 | 34.3281 | -77.8771 | 6448
304563 | 6IND 304563 | DUKE | 340 | 230 | 315 | 14024 | unknown |  |  |  | 34.3281 | -77.8771 | 6448 | 34.3281 | -77.8771 | 6448
304584 | 6GARLAND | DUKE | 340 | 230 | 315 | 14025 | unknown | [8 empty] | 11114
305037 | 6E4-YORK | DUKE | 340 | 230 | 315 | 14025 | unknown | [8 empty] | 11114
304601 | 6COG SPRT SU | DUKE | 340 | 230 | 315 | 14026 | unknown |  |  |  | 33.9583 | -78.0103 | 6403 | 33.9583 | -78.0103 | 6403
304602 | 6COG SPRT TA | DUKE | 340 | 230 | 315 | 14026 | unknown |  |  |  | 33.9583 | -78.0103 | 6403 | 33.9583 | -78.0103 | 6403
304611 | 6SPRT &PA SU | DUKE | 340 | 230 | 315 | 14026 | unknown |  |  |  | 33.9583 | -78.0103 | 6403 | 33.9583 | -78.0103 | 6403
304612 | 6IND 304612 | DUKE | 340 | 230 | 315 | 14026 | unknown |  |  |  | 33.9583 | -78.0103 | 6403 | 33.9583 | -78.0103 | 6403
304623 | 3WHITEVL SUB | DUKE | 340 | 115 | 315 | 14027 | unknown
304624 | 3WHITEVL TAP | DUKE | 340 | 115 | 315 | 14027 | unknown
305006 | 3E1-WHTVILE | DUKE | 340 | 115 | 315 | 14027 | unknown
304694 | 3KINGS HWY | DUKE | 340 | 115 | 315 | 14028 | unknown
304696 | 3SHAW AFB TA | DUKE | 340 | 115 | 315 | 14028 | unknown
304697 | 3ANDREWS TAP | DUKE | 340 | 115 | 315 | 14029 | unknown
311633 | 3AND TIE | DUKE | 344 | 115 | 342 | 14029 | unknown
304787 | 3MICAVILLE | DUKE | 341 | 115 | 316 | 14030 | unknown | [6 empty] | 36.5929 | -82.6933 | 5069
305186 | 3E5-MICAVILL | DUKE | 341 | 115 | 316 | 14030 | unknown | [6 empty] | 36.5929 | -82.6933 | 5069
305025 | 3E3-MANCHEST | DUKE | 340 | 115 | 315 | 14031 | unknown
305132 | 3E15-MANCHES | DUKE | 340 | 115 | 315 | 14031 | unknown
306052 | PIERCTN+ | DUKE | 342 | 100 | 331 | 14032 | unknown
309253 | BREC33 | DUKE | 342 | 100 | 331 | 14032 | unknown
306060 | SENC2 W | DUKE | 342 | 100 | 331 | 14033 | unknown
307879 | SENC2 B | DUKE | 342 | 100 | 331 | 14033 | unknown
306072 | WHITHL B | DUKE | 342 | 100 | 331 | 14034 | unknown
306073 | WHITHL W | DUKE | 342 | 100 | 331 | 14034 | unknown
306074 | WHTHL TB | DUKE | 342 | 100 | 331 | 14035 | unknown
307026 | DIXON T | DUKE | 342 | 100 | 331 | 14035 | unknown
306138 | E GRNVLE | DUKE | 342 | 100 | 332 | 14036 | unknown
309013 | E GRNCAP | DUKE | 342 | 100 | 332 | 14036 | unknown
306154 | GREENLWN | DUKE | 342 | 100 | 332 | 14037 | unknown
309014 | GRLAWCAP | DUKE | 342 | 100 | 332 | 14037 | unknown
306157 | GREENB W | DUKE | 342 | 100 | 332 | 14038 | unknown
308755 | GREENB B | DUKE | 342 | 100 | 332 | 14038 | unknown
306165 | HUDSON B | DUKE | 342 | 100 | 332 | 14039 | unknown
306166 | HUDSON W | DUKE | 342 | 100 | 332 | 14039 | unknown
306181 | MOONVILL | DUKE | 342 | 100 | 332 | 14040 | unknown
306189 | IND 306189 | DUKE | 342 | 100 | 332 | 14040 | unknown
306278 | MIDWY TP | DUKE | 342 | 100 | 333 | 14041 | unknown | [6 empty] | 35.0518 | -81.0746 | 6544
307938 | JORDAN | DUKE | 342 | 100 | 333 | 14041 | unknown | [6 empty] | 35.0518 | -81.0746 | 6544
308801 | MIDW T W | DUKE | 342 | 100 | 333 | 14041 | unknown | [6 empty] | 35.0518 | -81.0746 | 6544
306322 | COTTONWT | DUKE | 342 | 100 | 336 | 14042 | unknown
306580 | ENRG U26 | DUKE | 342 | 100 | 336 | 14042 | unknown
306328 | CHCAP BL | DUKE | 342 | 100 | 334 | 14043 | unknown
306329 | CHCAP WH | DUKE | 342 | 100 | 334 | 14043 | unknown
309024 | CHCAPCAP | DUKE | 342 | 100 | 334 | 14043 | unknown
306369 | GITI TAP | DUKE | 342 | 100 | 334 | 14044 | unknown
306376 | IND 306376 | DUKE | 342 | 100 | 334 | 14044 | unknown
306400 | ROCKMNWH | DUKE | 342 | 100 | 334 | 14045 | unknown | [8 empty] | 6545
308465 | ROCKMNBL | DUKE | 342 | 100 | 334 | 14045 | unknown | [8 empty] | 6545
306428 | IND 306428 | DUKE | 342 | 100 | 335 | 14046 | unknown
308954 | CMORG6 | DUKE | 342 | 100 | 335 | 14046 | unknown
306433 | BRAWLEYT | DUKE | 342 | 100 | 336 | 14047 | unknown
308455 | NESBITBRAWL | DUKE | 342 | 100 | 336 | 14047 | unknown
306447 | BREEDEN | DUKE | 342 | 100 | 335 | 14048 | unknown
309029 | BREEDCAP | DUKE | 342 | 100 | 335 | 14048 | unknown
306455 | ELMWOOD | DUKE | 342 | 100 | 335 | 14049 | unknown
308106 | STATS_C5 | DUKE | 342 | 100 | 335 | 14049 | unknown
306456 | FOR CK B | DUKE | 342 | 100 | 335 | 14050 | unknown | [6 empty] | 35.5975 | -80.9658 | 6556
306457 | FOR CK W | DUKE | 342 | 100 | 335 | 14050 | unknown | [6 empty] | 35.5975 | -80.9658 | 6556
306466 | HUFMAN T | DUKE | 342 | 100 | 335 | 14051 | unknown
306485 | OYAMA RT | DUKE | 342 | 100 | 335 | 14051 | unknown
306508 | STAT C3T | DUKE | 342 | 100 | 335 | 14052 | unknown
306696 | STAT C3TW | DUKE | 342 | 100 | 335 | 14052 | unknown
306547 | ALBEMARL | DUKE | 342 | 100 | 336 | 14053 | unknown
309036 | ALBEMCAP | DUKE | 342 | 100 | 336 | 14053 | unknown
306549 | AMITY | DUKE | 342 | 100 | 336 | 14054 | unknown
309037 | AMITYCAP | DUKE | 342 | 100 | 336 | 14054 | unknown
306571 | COMNWLHB | DUKE | 342 | 100 | 336 | 14055 | unknown
306572 | COMNWLHW | DUKE | 342 | 100 | 336 | 14055 | unknown
306576 | CONLY RBUS | DUKE | 342 | 100 | 336 | 14056 | unknown
306577 | CONLY YBUS | DUKE | 342 | 100 | 336 | 14056 | unknown
308394 | CONLEYCAPBL | DUKE | 342 | 100 | 336 | 14056 | unknown
308395 | CONLEYCAPWH | DUKE | 342 | 100 | 336 | 14056 | unknown
308895 | HUNTERC2 | DUKE | 342 | 100 | 336 | 14056 | unknown
306597 | GRAHAM B | DUKE | 342 | 100 | 336 | 14057 | unknown
306598 | GRAHAM W | DUKE | 342 | 100 | 336 | 14057 | unknown
306614 | LOCUST R | DUKE | 342 | 100 | 336 | 14058 | unknown
308107 | UNEMC14 | DUKE | 342 | 100 | 336 | 14058 | unknown
306666 | STETS TW | DUKE | 342 | 100 | 336 | 14059 | unknown | [6 empty] | 35.4325 | -80.9483 | 6567
308866 | MALARD CW | DUKE | 342 | 100 | 336 | 14059 | unknown | [6 empty] | 35.4325 | -80.9483 | 6567
306725 | BANNERTN | DUKE | 342 | 100 | 337 | 14060 | unknown
308588 | BANRTCAPT | DUKE | 342 | 100 | 337 | 14060 | unknown
309049 | BANRTNCAP | DUKE | 342 | 100 | 337 | 14060 | unknown
306733 | BRWNS FR | DUKE | 342 | 100 | 337 | 14061 | unknown
308638 | BRWNS FR BL | DUKE | 342 | 100 | 337 | 14061 | unknown
306736 | IND 306736 | DUKE | 342 | 100 | 337 | 14062 | unknown
306793 | IND 306793 | DUKE | 342 | 100 | 337 | 14062 | unknown
306740 | FARPLANR | DUKE | 342 | 100 | 337 | 14063 | unknown | [6 empty] | 36.1775 | -81.0344 | 6576
308636 | FARPLANW | DUKE | 342 | 100 | 337 | 14063 | unknown | [6 empty] | 36.1775 | -81.0344 | 6576
306752 | IND 306752 | DUKE | 342 | 100 | 337 | 14064 | unknown
308908 | HINSHW W | DUKE | 342 | 100 | 337 | 14064 | unknown
306753 | BUS 306753 | DUKE | 342 | 100 | 337 | 14065 | unknown
308877 | ELLISBOROT | DUKE | 342 | 100 | 337 | 14065 | unknown
306762 | MILLERSC | DUKE | 342 | 100 | 337 | 14066 | unknown
308637 | MILLERSCB | DUKE | 342 | 100 | 337 | 14066 | unknown
306772 | IND 306772 | DUKE | 342 | 100 | 337 | 14067 | unknown
306774 | TYSINGER | DUKE | 342 | 100 | 337 | 14067 | unknown
306798 | SHATTALN | DUKE | 342 | 100 | 337 | 14068 | unknown | [6 empty] | 36.2813 | -80.0596 | 6578
309055 | SHATTCAP | DUKE | 342 | 100 | 337 | 14068 | unknown | [6 empty] | 36.2813 | -80.0596 | 6578
306814 | WINSTON | DUKE | 342 | 100 | 337 | 14069 | unknown
309056 | WINSTCAP | DUKE | 342 | 100 | 337 | 14069 | unknown
306853 | BOONEW T | DUKE | 342 | 100 | 338 | 14070 | unknown
308936 | LINWD WH | DUKE | 342 | 100 | 338 | 14070 | unknown
306854 | ENRG U41 | DUKE | 342 | 100 | 338 | 14071 | known
306910 | HLNG SPG W | DUKE | 342 | 100 | 338 | 14071 | known |  | 34.9038 | -79.7583
306861 | CAMERON BL | DUKE | 342 | 100 | 338 | 14072 | unknown
308780 | UNC-CH1B | DUKE | 342 | 100 | 338 | 14072 | unknown
308781 | UNC-CH1A | DUKE | 342 | 100 | 338 | 14072 | unknown
308979 | CAMERON WH | DUKE | 342 | 100 | 338 | 14072 | unknown
306875 | DURHAM | DUKE | 342 | 100 | 338 | 14073 | unknown
306940 | DACIANTW | DUKE | 342 | 100 | 338 | 14073 | unknown
306941 | DACIANTB | DUKE | 342 | 100 | 338 | 14073 | unknown
306982 | DACIANR | DUKE | 342 | 100 | 338 | 14073 | unknown
309065 | DACIANCW | DUKE | 342 | 100 | 338 | 14073 | unknown
306880 | ELLIS RD_B | DUKE | 342 | 100 | 338 | 14074 | unknown
308631 | BUS 308631 | DUKE | 342 | 100 | 338 | 14074 | unknown
306897 | GLEN RVN | DUKE | 342 | 100 | 338 | 14075 | unknown | [6 empty] | 34.8863 | -80.6391 | 6590
309061 | GLEN CAP | DUKE | 342 | 100 | 338 | 14075 | unknown | [6 empty] | 34.8863 | -80.6391 | 6590
306902 | GREENSBR | DUKE | 342 | 100 | 338 | 14076 | unknown | [6 empty] | 36.2813 | -80.0596 | 6578
309062 | GREENCAP | DUKE | 342 | 100 | 338 | 14076 | unknown | [6 empty] | 36.2813 | -80.0596 | 6578
306919 | BUS 306919 | DUKE | 342 | 100 | 338 | 14077 | unknown
308996 | BUS 308996 | DUKE | 342 | 100 | 338 | 14077 | unknown
306920 | BUS 306920 | DUKE | 342 | 100 | 338 | 14078 | unknown
306924 | BUS 306924 | DUKE | 342 | 100 | 338 | 14078 | unknown
306935 | LINDENST | DUKE | 342 | 100 | 338 | 14079 | unknown
308956 | HP CITY1 | DUKE | 342 | 100 | 338 | 14079 | unknown
309063 | LINDECAP | DUKE | 342 | 100 | 338 | 14079 | unknown
306972 | WESTRVRPV | DUKE | 342 | 100 | 338 | 14080 | unknown
309856 | MHOPECHT | DUKE | 342 | 100 | 338 | 14080 | unknown
306981 | UNC-CH3B | DUKE | 342 | 100 | 338 | 14081 | unknown
308782 | UNC-CH3A | DUKE | 342 | 100 | 338 | 14081 | unknown
306987 | GENLEEBL | DUKE | 342 | 100 | 338 | 14082 | unknown | [5 empty] | 6589 |  |  | 6589
308985 | KITCRKTB | DUKE | 342 | 100 | 338 | 14082 | unknown | [5 empty] | 6589 |  |  | 6589
307002 | 1BUS 307002 | DUKE | 342 | 44 | 331 | 14083 | unknown
307194 | 1BUS 307194 | DUKE | 342 | 44 | 331 | 14083 | unknown
307033 | 1BUS 307033 | DUKE | 342 | 44 | 331 | 14084 | unknown
307178 | 1BUS 307178 | DUKE | 342 | 44 | 331 | 14084 | unknown
307079 | 1BUS 307079 | DUKE | 342 | 44 | 331 | 14085 | unknown
308807 | 1BUS 308807 | DUKE | 342 | 44 | 331 | 14085 | unknown
307094 | 1BUS 307094 | DUKE | 342 | 44 | 333 | 14086 | unknown
307103 | 1BUS 307103 | DUKE | 342 | 44 | 333 | 14086 | unknown
309075 | 1JOANCAP | DUKE | 342 | 44 | 333 | 14086 | unknown
307100 | 1BUS 307100 | DUKE | 342 | 44 | 331 | 14087 | unknown
307212 | 1BUS 307212 | DUKE | 342 | 44 | 331 | 14087 | unknown
307102 | 1BUS 307102 | DUKE | 342 | 44 | 331 | 14088 | unknown
307375 | 1BUS 307375 | DUKE | 342 | 44 | 332 | 14088 | unknown
307214 | 1BUS 307214 | DUKE | 342 | 44 | 332 | 14089 | unknown
307340 | 1BUS 307340 | DUKE | 342 | 44 | 332 | 14089 | unknown
307215 | 1BUS 307215 | DUKE | 342 | 44 | 333 | 14090 | unknown | [8 empty] | 6535
307554 | 1BUS 307554 | DUKE | 342 | 44 | 333 | 14090 | unknown | [8 empty] | 6535
307242 | 1BUS 307242 | DUKE | 342 | 44 | 332 | 14091 | unknown
309080 | 1BR16CAP | DUKE | 342 | 44 | 332 | 14091 | unknown
307257 | 1BUS 307257 | DUKE | 342 | 44 | 332 | 14092 | unknown
307338 | 1BUS 307338 | DUKE | 342 | 44 | 332 | 14092 | unknown
307265 | 1BUS 307265 | DUKE | 342 | 44 | 332 | 14093 | unknown
307288 | 1BUS 307288 | DUKE | 342 | 44 | 332 | 14093 | unknown
307362 | 1BUS 307362 | DUKE | 342 | 44 | 332 | 14094 | unknown
307376 | 1BUS 307376 | DUKE | 342 | 44 | 332 | 14094 | unknown
307429 | 1BUS 307429 | DUKE | 342 | 44 | 333 | 14095 | unknown
307452 | 1BUS 307452 | DUKE | 342 | 44 | 333 | 14095 | unknown
307449 | 1BUS 307449 | DUKE | 342 | 44 | 333 | 14096 | unknown
307569 | 1BUS 307569 | DUKE | 342 | 44 | 332 | 14096 | unknown
307456 | 1BUS 307456 | DUKE | 342 | 44 | 333 | 14097 | unknown
307483 | 1BUS 307483 | DUKE | 342 | 44 | 333 | 14097 | unknown
307488 | 1BUS 307488 | DUKE | 342 | 44 | 333 | 14098 | unknown
307577 | 1BUS 307577 | DUKE | 342 | 44 | 333 | 14098 | unknown
307501 | 1BUS 307501 | DUKE | 342 | 44 | 333 | 14099 | unknown
309094 | 1LAU7CAP | DUKE | 342 | 44 | 333 | 14099 | unknown
307511 | BUS 307511 | DUKE | 342 | 100 | 331 | 14100 | unknown
308710 | BUS 308710 | DUKE | 342 | 100 | 331 | 14100 | unknown
307524 | BUS 307524 | DUKE | 342 | 100 | 331 | 14101 | unknown
307538 | WYNDPTRET | DUKE | 342 | 100 | 331 | 14101 | unknown
307558 | 1BUS 307558 | DUKE | 342 | 44 | 333 | 14102 | unknown
309097 | 1REM7CAP | DUKE | 342 | 44 | 333 | 14102 | unknown
307561 | 1BUS 307561 | DUKE | 342 | 44 | 333 | 14103 | unknown
307562 | 1BUS 307562 | DUKE | 342 | 44 | 333 | 14103 | unknown
307566 | DEATHV | DUKE | 342 | 100 | 331 | 14104 | unknown
308878 | CLEMSONU | DUKE | 342 | 100 | 331 | 14104 | unknown
307620 | 1BUS 307620 | DUKE | 342 | 44 | 334 | 14105 | unknown
307694 | 1BUS 307694 | DUKE | 342 | 44 | 334 | 14105 | unknown
307875 | 1BUS 307875 | DUKE | 342 | 44 | 334 | 14105 | unknown
307625 | 1BUS 307625 | DUKE | 342 | 44 | 334 | 14106 | unknown
307626 | 1BUS 307626 | DUKE | 342 | 44 | 334 | 14106 | unknown
307640 | 1BUS 307640 | DUKE | 342 | 44 | 334 | 14107 | unknown
309102 | 1BELWCAP | DUKE | 342 | 44 | 334 | 14107 | unknown
307649 | 1BUS 307649 | DUKE | 342 | 44 | 334 | 14108 | unknown
308463 | 1BUS 308463 | DUKE | 342 | 44 | 334 | 14108 | unknown
307676 | 1BUS 307676 | DUKE | 342 | 44 | 334 | 14109 | unknown
307689 | 1BUS 307689 | DUKE | 342 | 44 | 334 | 14109 | unknown
307867 | 1BUS 307867 | DUKE | 342 | 44 | 334 | 14109 | unknown
307686 | 1BUS 307686 | DUKE | 342 | 44 | 334 | 14110 | unknown
309105 | 1FLDCCAP | DUKE | 342 | 44 | 334 | 14110 | unknown
307710 | 1BUS 307710 | DUKE | 342 | 44 | 334 | 14111 | unknown
309108 | 1HNSLCAP | DUKE | 342 | 44 | 334 | 14111 | unknown
307719 | 1BUS 307719 | DUKE | 342 | 44 | 334 | 14112 | unknown | [5 empty] | 6545 |  |  | 6545
307806 | 1BUS 307806 | DUKE | 342 | 44 | 334 | 14112 | unknown | [5 empty] | 6545 |  |  | 6545
307720 | 1BUS 307720 | DUKE | 342 | 44 | 334 | 14113 | unknown
309109 | 1KERSCAP | DUKE | 342 | 44 | 334 | 14113 | unknown
307722 | 1BUS 307722 | DUKE | 342 | 44 | 334 | 14114 | unknown
307825 | 1BUS 307825 | DUKE | 342 | 44 | 334 | 14114 | unknown
309110 | 1KNG CAP | DUKE | 342 | 44 | 334 | 14114 | unknown
307778 | 1BUS 307778 | DUKE | 342 | 44 | 334 | 14115 | unknown
308675 | 1GASTONPV | DUKE | 342 | 44 | 334 | 14115 | unknown
307782 | 1BUS 307782 | DUKE | 342 | 44 | 334 | 14116 | unknown
307838 | 1BUS 307838 | DUKE | 342 | 44 | 334 | 14116 | unknown
309114 | 1REM5CAP | DUKE | 342 | 44 | 334 | 14116 | unknown
307794 | 1BUS 307794 | DUKE | 342 | 44 | 334 | 14117 | unknown
307815 | 1BUS 307815 | DUKE | 342 | 44 | 334 | 14117 | unknown
307809 | 1BUS 307809 | DUKE | 342 | 44 | 334 | 14118 | unknown
308407 | 1BUS 308407 | DUKE | 342 | 44 | 334 | 14118 | unknown
307819 | 2BUS 307819 | DUKE | 342 | 66 | 339 | 14119 | unknown
308539 | 2BUS 308539 | DUKE | 342 | 66 | 339 | 14119 | unknown
307847 | 2BUS 307847 | DUKE | 342 | 66 | 339 | 14120 | unknown
308554 | 2BUS 308554 | DUKE | 342 | 66 | 339 | 14120 | unknown
307871 | 1BUS 307871 | DUKE | 342 | 44 | 334 | 14121 | unknown
307872 | 1BUS 307872 | DUKE | 342 | 44 | 334 | 14121 | unknown
307897 | 1BUS 307897 | DUKE | 342 | 44 | 335 | 14122 | unknown
309116 | 1AM TCAP | DUKE | 342 | 44 | 335 | 14122 | unknown
307963 | 1BUS 307963 | DUKE | 342 | 44 | 335 | 14123 | unknown
308404 | 1BUS 308404 | DUKE | 342 | 44 | 335 | 14123 | unknown
308008 | 1BUS 308008 | DUKE | 342 | 44 | 335 | 14124 | unknown
308009 | 1BUS 308009 | DUKE | 342 | 44 | 335 | 14124 | unknown
308012 | 1BUS 308012 | DUKE | 342 | 44 | 335 | 14125 | unknown
308470 | 1BUS 308470 | DUKE | 342 | 44 | 335 | 14125 | unknown
308131 | 1BUS 308131 | DUKE | 342 | 44 | 336 | 14126 | unknown
308236 | 1BUS 308236 | DUKE | 342 | 44 | 336 | 14126 | unknown
308133 | 1BUS 308133 | DUKE | 342 | 44 | 336 | 14127 | unknown
309130 | 1CONCCAP | DUKE | 342 | 44 | 336 | 14127 | unknown
308187 | 1BUS 308187 | DUKE | 342 | 44 | 336 | 14128 | unknown | [8 empty] | 6545
308188 | 1BUS 308188 | DUKE | 342 | 44 | 336 | 14128 | unknown | [8 empty] | 6545
308189 | 1BUS 308189 | DUKE | 342 | 44 | 336 | 14129 | unknown
309134 | 1FORSCAP | DUKE | 342 | 44 | 336 | 14129 | unknown
308200 | 1BUS 308200 | DUKE | 342 | 44 | 336 | 14130 | unknown
309830 | 1BUS 309830 | DUKE | 342 | 44 | 336 | 14130 | unknown
308240 | 1BUS 308240 | DUKE | 342 | 44 | 337 | 14131 | unknown | [6 empty] | 36.1775 | -81.0344 | 6576
308270 | 1BUS 308270 | DUKE | 342 | 44 | 337 | 14131 | unknown | [6 empty] | 36.1775 | -81.0344 | 6576
308241 | IND 308241 | DUKE | 342 | 100 | 336 | 14132 | unknown
308827 | WALLAC T | DUKE | 342 | 100 | 336 | 14132 | unknown
308301 | 1BUS 308301 | DUKE | 342 | 44 | 337 | 14133 | unknown
308362 | 1BUS 308362 | DUKE | 342 | 44 | 337 | 14133 | unknown
308366 | 1BUS 308366 | DUKE | 342 | 44 | 337 | 14133 | unknown
308331 | 1BUS 308331 | DUKE | 342 | 44 | 337 | 14134 | unknown
308332 | 1BUS 308332 | DUKE | 342 | 44 | 337 | 14134 | unknown
308339 | 1BUS 308339 | DUKE | 342 | 44 | 337 | 14135 | unknown
309143 | 1PRSTCAP | DUKE | 342 | 44 | 337 | 14135 | unknown
308357 | 1BUS 308357 | DUKE | 342 | 44 | 337 | 14136 | unknown
309145 | 1SRY4CAP | DUKE | 342 | 44 | 337 | 14136 | unknown
308386 | ZIONCTAP1 | DUKE | 342 | 100 | 335 | 14137 | unknown
308825 | NEWTONTBL | DUKE | 342 | 100 | 335 | 14137 | unknown
308438 | RVRWALKTW | DUKE | 342 | 100 | 334 | 14138 | unknown | [8 empty] | 6545
308439 | RVRWALKTB | DUKE | 342 | 100 | 334 | 14138 | unknown | [8 empty] | 6545
308525 | 2BUS 308525 | DUKE | 342 | 66 | 339 | 14139 | unknown
308526 | 2BUS 308526 | DUKE | 342 | 66 | 339 | 14139 | unknown
308528 | 2BUS 308528 | DUKE | 342 | 66 | 339 | 14140 | unknown
308550 | 2BUS 308550 | DUKE | 342 | 66 | 339 | 14140 | unknown
308531 | 2BUS 308531 | DUKE | 342 | 66 | 339 | 14141 | unknown
308565 | 2BUS 308565 | DUKE | 342 | 66 | 339 | 14141 | unknown
308534 | 2BUS 308534 | DUKE | 342 | 66 | 339 | 14142 | unknown
308629 | 2BUS 308629 | DUKE | 342 | 66 | 339 | 14142 | unknown
308551 | 2BUS 308551 | DUKE | 342 | 66 | 339 | 14143 | unknown
308552 | 2BUS 308552 | DUKE | 342 | 66 | 339 | 14143 | unknown
308632 | BUS 308632 | DUKE | 342 | 100 | 338 | 14144 | unknown
308929 | ELLIS RD_W | DUKE | 342 | 100 | 338 | 14144 | unknown
308664 | OWINGS | DUKE | 342 | 100 | 333 | 14145 | unknown
308665 | IND 308665 | DUKE | 342 | 100 | 333 | 14145 | unknown
308735 | REDRAIDR | DUKE | 342 | 100 | 334 | 14146 | unknown | [6 empty] | 35.0518 | -81.0746 | 6544
309823 | NEWALLEN | DUKE | 342 | 100 | 334 | 14146 | unknown | [6 empty] | 35.0518 | -81.0746 | 6544
309825 | ALLENBUS1 | DUKE | 342 | 100 | 334 | 14146 | unknown | [6 empty] | 35.0518 | -81.0746 | 6544
309826 | ALLENBUS2 | DUKE | 342 | 100 | 334 | 14146 | unknown | [6 empty] | 35.0518 | -81.0746 | 6544
308736 | GALENORLLW | DUKE | 342 | 100 | 335 | 14147 | unknown
309257 | GALENORLLB | DUKE | 342 | 100 | 335 | 14147 | unknown
308775 | SALEMTAP | DUKE | 342 | 100 | 337 | 14148 | unknown
308776 | SILASTAP | DUKE | 342 | 100 | 337 | 14148 | unknown
308804 | 1BUS 308804 | DUKE | 342 | 44 | 331 | 14149 | unknown | [6 empty] | 34.9038 | -79.7583 | 6515
308805 | 1BUS 308805 | DUKE | 342 | 44 | 331 | 14149 | unknown | [6 empty] | 34.9038 | -79.7583 | 6515
308829 | HUFFMANT BL | DUKE | 342 | 100 | 335 | 14150 | unknown
308832 | OYAMA | DUKE | 342 | 100 | 335 | 14150 | unknown
308926 | ENRGU32W | DUKE | 342 | 100 | 338 | 14151 | unknown | [5 empty] | 14071 |  |  | 14071
309058 | ENRG CAP | DUKE | 342 | 100 | 338 | 14151 | unknown | [5 empty] | 14071 |  |  | 14071
308948 | PINKTPCF B | DUKE | 342 | 100 | 333 | 14152 | unknown
308953 | PINKTPCF | DUKE | 342 | 100 | 333 | 14152 | unknown
308986 | KITCRKTW | DUKE | 342 | 100 | 338 | 14153 | unknown | [5 empty] | 6589 |  |  | 6589
308987 | GENLEEWH | DUKE | 342 | 100 | 338 | 14153 | unknown | [5 empty] | 6589 |  |  | 6589
311023 | 2S MARN | DUKE | 344 | 69 | 341 | 14154 | unknown | [8 empty] | 6740
312982 | 2SMARN T | DUKE | 344 | 69 | 341 | 14154 | unknown | [8 empty] | 6740
311046 | 3WALTB DP | DUKE | 344 | 115 | 340 | 14155 | unknown
311047 | 3WALTB TP | DUKE | 344 | 115 | 340 | 14155 | unknown
311763 | 3CEC_SOLAR | DUKE | 344 | 115 | 340 | 14155 | unknown
311060 | 2LNGFD | DUKE | 344 | 69 | 341 | 14156 | unknown | [8 empty] | 8011
311099 | 2LNGFD T | DUKE | 344 | 69 | 341 | 14156 | unknown | [8 empty] | 8011
311079 | 2TAYCH T | DUKE | 344 | 69 | 341 | 14157 | unknown | [8 empty] | 8011
312996 | 2TAYCH | DUKE | 344 | 69 | 341 | 14157 | unknown | [8 empty] | 8011
311083 | 2E.MARN | DUKE | 344 | 69 | 341 | 14158 | unknown | [8 empty] | 6740
311785 | 2OLDEMARION | DUKE | 344 | 69 | 341 | 14158 | unknown | [8 empty] | 6740
311107 | 3E AIK | DUKE | 344 | 115 | 340 | 14159 | unknown
312736 | 3MESSER TAP | DUKE | 344 | 115 | 340 | 14159 | unknown
311113 | 3NAIKEN | DUKE | 344 | 115 | 340 | 14160 | unknown
312740 | 3AIKEN1 | DUKE | 344 | 115 | 340 | 14160 | unknown
311131 | 3EUTAWVL TP | DUKE | 344 | 115 | 340 | 14161 | unknown
311562 | 3WELLS | DUKE | 344 | 115 | 342 | 14161 | unknown
311140 | 2FG-SWITCH | DUKE | 344 | 69 | 341 | 14162 | unknown
312940 | 2FRIARS | DUKE | 344 | 69 | 341 | 14162 | unknown
311154 | 3MCCORMICK | DUKE | 344 | 115 | 340 | 14163 | unknown
370056 | 3MCCORM 46_P | DUKE | 343 | 115 | 1376 | 14163 | unknown
370336 | 3MCTRAN | DUKE | 343 | 115 | 1375 | 14163 | unknown
311166 | 3MEDWAY | DUKE | 344 | 115 | 340 | 14164 | unknown | [8 empty] | 6722
311860 | 3GARROTT | DUKE | 344 | 115 | 340 | 14164 | unknown | [8 empty] | 6722
312537 | 3MEDWAY2 | DUKE | 344 | 115 | 340 | 14164 | unknown | [8 empty] | 6722
311292 | 3SNGRG | DUKE | 344 | 115 | 342 | 14165 | unknown
311300 | 3SNGRG T | DUKE | 344 | 115 | 342 | 14165 | unknown
311310 | 3RIDGV T | DUKE | 344 | 115 | 340 | 14166 | unknown
311761 | 3SW5641 | DUKE | 344 | 115 | 340 | 14166 | unknown
311318 | 2HART T | DUKE | 344 | 69 | 341 | 14167 | unknown
312949 | 2HART DP | DUKE | 344 | 69 | 341 | 14167 | unknown
311322 | 3ARCADI | DUKE | 344 | 115 | 342 | 14168 | unknown | [8 empty] | 6723
312532 | 3ARCADI2 | DUKE | 344 | 115 | 342 | 14168 | unknown | [8 empty] | 6723
311380 | 3ECONW T | DUKE | 344 | 115 | 342 | 14169 | unknown
311793 | 3E CNWY TP2 | DUKE | 344 | 115 | 342 | 14169 | unknown
311392 | 3LIBERTY HL | DUKE | 344 | 115 | 340 | 14170 | unknown | [5 empty] | 7996 |  |  | 7996
370042 | 3LIB HALL_P | DUKE | 343 | 115 | 1376 | 14170 | unknown | [5 empty] | 7996 |  |  | 7996
370520 | 3LIB HALL_T | DUKE | 343 | 115 | 1376 | 14170 | unknown | [5 empty] | 7996 |  |  | 7996
311407 | 2GRANTHM | DUKE | 344 | 69 | 341 | 14171 | unknown
312509 | 2GRANTM2 | DUKE | 344 | 69 | 341 | 14171 | unknown
311445 | 2BRNO T | DUKE | 344 | 69 | 341 | 14172 | unknown
311446 | 2BRSO T | DUKE | 344 | 69 | 341 | 14172 | unknown
311513 | 2MOCBL T | DUKE | 344 | 69 | 341 | 14173 | unknown
312967 | 2LT RCK | DUKE | 344 | 69 | 341 | 14173 | unknown
311524 | 2LEEIPK | DUKE | 344 | 69 | 341 | 14174 | unknown
311866 | 2LEE_LFG1 | DUKE | 344 | 69 | 341 | 14174 | unknown
311867 | 2LEE_LFG 2 | DUKE | 344 | 69 | 341 | 14174 | unknown
311868 | 2LEE_LFG 3 | DUKE | 344 | 69 | 341 | 14174 | unknown
311869 | 2LEE_LFG 5 | DUKE | 344 | 69 | 341 | 14174 | unknown
311594 | 3CUMMIN | DUKE | 344 | 115 | 340 | 14175 | unknown
311724 | 3CUMMINGS TP | DUKE | 344 | 115 | 340 | 14175 | unknown
311646 | 3PRINCE CK | DUKE | 344 | 115 | 342 | 14176 | unknown
311704 | 3COLLINSCK T | DUKE | 344 | 115 | 342 | 14176 | unknown
311725 | 3BLF EXT #2 | DUKE | 344 | 115 | 340 | 14177 | unknown | [8 empty] | 6693
311726 | 3BLF EXT #1 | DUKE | 344 | 115 | 340 | 14177 | unknown | [8 empty] | 6693
311747 | 3THOMPFM | DUKE | 344 | 115 | 340 | 14178 | unknown | [8 empty] | 6701
311748 | 3THOMPFMTP | DUKE | 344 | 115 | 340 | 14178 | unknown | [8 empty] | 6701
311875 | 3BELL_BAY | DUKE | 344 | 115 | 342 | 14178 | unknown | [8 empty] | 6701
311755 | 3OCEANDTP1 | DUKE | 344 | 115 | 341 | 14179 | unknown
311756 | 3OCEANDTP2 | DUKE | 344 | 115 | 341 | 14179 | unknown
312814 | 3OCEAND | DUKE | 344 | 115 | 342 | 14179 | unknown
311758 | 3DUNESBY#2 | DUKE | 344 | 115 | 341 | 14180 | unknown
311759 | 3DUNESBY#1 | DUKE | 344 | 115 | 341 | 14180 | unknown
312764 | 3DUNES | DUKE | 344 | 115 | 342 | 14180 | unknown
311791 | 3SAVANH_LK | DUKE | 344 | 115 | 340 | 14181 | unknown
311825 | 3NPLUMBR | DUKE | 344 | 115 | 340 | 14181 | unknown
370050 | 3N PLUM BR_P | DUKE | 343 | 115 | 1376 | 14181 | unknown
370439 | 3LIL RIVER_T | DUKE | 343 | 115 | 1376 | 14181 | unknown
311797 | 2HOLND_TP | DUKE | 344 | 69 | 341 | 14182 | unknown
312934 | 2FAIRV T | DUKE | 344 | 69 | 341 | 14182 | unknown
311805 | 3SW8095_IR | DUKE | 344 | 115 | 340 | 14183 | unknown | [8 empty] | 6693
311807 | 3SW8095_FF | DUKE | 344 | 115 | 340 | 14183 | unknown | [8 empty] | 6693
312860 | 3H HEAD | DUKE | 344 | 115 | 340 | 14183 | unknown | [8 empty] | 6693
311808 | 3NEXTON | DUKE | 344 | 115 | 340 | 14184 | unknown
312849 | 3SANGA T | DUKE | 344 | 115 | 340 | 14184 | unknown
311819 | 2SW5910_IRMO | DUKE | 344 | 69 | 341 | 14185 | unknown
312958 | 2IRMO | DUKE | 344 | 69 | 341 | 14185 | unknown
311826 | 3RAVENEL | DUKE | 344 | 115 | 340 | 14186 | unknown
370051 | 3RAVENEL_P | DUKE | 343 | 115 | 1376 | 14186 | unknown
370657 | 3RAVENEL_T | DUKE | 343 | 115 | 1376 | 14186 | unknown
311827 | 3COMMONWEAL | DUKE | 344 | 115 | 342 | 14187 | unknown
311911 | 3SEWEE T | DUKE | 344 | 115 | 342 | 14187 | unknown
370689 | 3SEWEE | DUKE | 343 | 115 | 1375 | 14187 | unknown
311828 | 3LONGPOINT | DUKE | 344 | 115 | 342 | 14188 | unknown | [8 empty] | 7996
370053 | 3LONGPOINT_P | DUKE | 343 | 115 | 1376 | 14188 | unknown | [8 empty] | 7996
370693 | 3LONGPT_T | DUKE | 343 | 115 | 1375 | 14188 | unknown | [8 empty] | 7996
311829 | 3WEBBFORGE | DUKE | 344 | 115 | 341 | 14189 | unknown
370054 | 3WEBB FORG_P | DUKE | 343 | 115 | 1376 | 14189 | unknown
370114 | 3CAR SW1 | DUKE | 343 | 115 | 1377 | 14189 | unknown
370115 | 3CAR SW2 | DUKE | 343 | 115 | 1378 | 14189 | unknown
370145 | 3HORIZON_T | DUKE | 343 | 115 | 1376 | 14189 | unknown
370221 | 3CAR_T | DUKE | 343 | 115 | 1378 | 14189 | unknown
311861 | 3GTWN_LFG1 | DUKE | 344 | 115 | 342 | 14190 | unknown | [5 empty] | 6723 |  |  | 6723
312507 | 3GTWN C | DUKE | 344 | 115 | 342 | 14190 | unknown | [5 empty] | 6723 |  |  | 6723
312508 | 3GTWN B | DUKE | 344 | 115 | 342 | 14190 | unknown | [5 empty] | 6723 |  |  | 6723
312770 | 3GTWN A | DUKE | 344 | 115 | 342 | 14190 | unknown | [5 empty] | 6723 |  |  | 6723
311876 | 2SW5293 | DUKE | 344 | 69 | 341 | 14191 | unknown
312816 | 2DILLIPGOAB | DUKE | 344 | 69 | 341 | 14191 | unknown
312955 | 2DILN IP | DUKE | 344 | 69 | 341 | 14191 | unknown
311912 | 3SW5890_HF | DUKE | 344 | 115 | 341 | 14192 | unknown
311913 | 3SW5890_LV | DUKE | 344 | 115 | 341 | 14192 | unknown
312976 | 3LEESVL | DUKE | 344 | 115 | 341 | 14192 | unknown
312510 | 6GWDCO2 | DUKE | 344 | 230 | 341 | 14193 | known
312727 | 6GWD CO | DUKE | 344 | 230 | 341 | 14193 | known |  | 34.9038 | -79.7583
312513 | 6KNGTRE2 | DUKE | 344 | 230 | 341 | 14194 | unknown | [5 empty] | 6722 |  |  | 6740
312714 | 6KNGSTRE | DUKE | 344 | 230 | 341 | 14194 | unknown | [5 empty] | 6722 |  |  | 6740
312720 | 6YEMASS | DUKE | 344 | 230 | 340 | 14195 | unknown | [6 empty] | 32.3594 | -81.1242 | 7983
370040 | 6YEM-YEM_P | DUKE | 343 | 230 | 1375 | 14195 | unknown | [6 empty] | 32.3594 | -81.1242 | 7983
312725 | 6MATEEBA | DUKE | 344 | 230 | 340 | 14196 | unknown | [8 empty] | 7996
370041 | 6PEP-MATBA_P | DUKE | 343 | 230 | 1376 | 14196 | unknown | [8 empty] | 7996
312793 | 3KLONDK | DUKE | 344 | 115 | 342 | 14197 | unknown | [8 empty] | 6701
312851 | 3KLOND T | DUKE | 344 | 115 | 342 | 14197 | unknown | [8 empty] | 6701
312894 | 3BURKERDDP | DUKE | 344 | 115 | 340 | 14198 | unknown | [8 empty] | 6722
312895 | 3BURKR T | DUKE | 344 | 115 | 340 | 14198 | unknown | [8 empty] | 6722
313505 | 3MEHERRIN | PJM | 345 | 115 | 362 | 14199 | unknown
314619 | 3BRINKDP | PJM | 345 | 115 | 362 | 14199 | unknown
313715 | 6WINTERS BR | PJM | 345 | 230 | 353 | 14200 | unknown
313745 | 6BRICKYARD | PJM | 345 | 230 | 353 | 14200 | unknown
313716 | 6VINTHIL_DP | PJM | 345 | 230 | 353 | 14201 | unknown
314125 | 6VINTHIL | PJM | 345 | 230 | 353 | 14201 | unknown
313729 | 6CUMULUS | PJM | 345 | 230 | 352 | 14202 | unknown
313824 | 6FARMWELL | PJM | 345 | 230 | 352 | 14202 | unknown
313801 | 6AYDLETTSW | PJM | 345 | 230 | 361 | 14203 | unknown
314632 | 6AYDLETOLD | PJM | 345 | 230 | 361 | 14203 | unknown
313803 | 3OAKRI44 | PJM | 345 | 115 | 360 | 14204 | unknown | [5 empty] | 6842 |  |  | 6842
314206 | 3OAKRIDG | PJM | 345 | 115 | 360 | 14204 | unknown | [5 empty] | 6842 |  |  | 6842
314532 | 3OAKRI23 | PJM | 345 | 115 | 360 | 14204 | unknown | [5 empty] | 6842 |  |  | 6842
313804 | 6GREENWAY2 | PJM | 345 | 230 | 352 | 14205 | unknown
313841 | 6ENTERPRIS | PJM | 345 | 230 | 352 | 14205 | unknown
313815 | 6SPRINGH | PJM | 345 | 230 | 352 | 14206 | unknown
314087 | 6TYSONS | PJM | 345 | 230 | 352 | 14206 | unknown
313827 | 6EVERGR MILL | PJM | 345 | 230 | 352 | 14207 | unknown | [5 empty] | 6795 |  |  | 6795
313863 | 6YARDLEY | PJM | 345 | 230 | 352 | 14207 | unknown | [5 empty] | 6795 |  |  | 6795
313840 | 6HEATHCOTE2 | PJM | 345 | 230 | 353 | 14208 | unknown | [6 empty] | 38.8941 | -77.5645 | 6780
313873 | 6HEATHCOTE | PJM | 345 | 230 | 353 | 14208 | unknown | [6 empty] | 38.8941 | -77.5645 | 6780
313859 | 6BELMONT | PJM | 345 | 230 | 352 | 14209 | known |  | 39.0582 | -77.5398
313883 | 6STONEWATER | PJM | 345 | 230 | 352 | 14209 | known
314170 | 6COHMIL | PJM | 345 | 230 | 352 | 14209 | known
313869 | 6PORTUGEE RD | PJM | 345 | 230 | 355 | 14210 | unknown |  |  |  | 37.437 | -77.1587 | 6803 | 37.437 | -77.1587 | 6803
314258 | 6ELKO | PJM | 345 | 230 | 355 | 14210 | unknown |  |  |  | 37.437 | -77.1587 | 6803 | 37.437 | -77.1587 | 6803
313880 | 3HARRISON TP | PJM | 345 | 115 | 352 | 14211 | unknown | [8 empty] | 6774
314111 | 3HARISON | PJM | 345 | 115 | 353 | 14211 | unknown | [8 empty] | 6774
314116 | 3STONEWA | PJM | 345 | 115 | 353 | 14212 | unknown
314124 | 3WOODS | PJM | 345 | 115 | 353 | 14212 | unknown
314142 | 6STAFORD | PJM | 345 | 230 | 353 | 14213 | unknown
314145 | 6AQUI_HARB_B | PJM | 345 | 230 | 353 | 14213 | unknown
314267 | 3CHASCTY2 | PJM | 345 | 115 | 358 | 14214 | unknown
314681 | 3CHASCTY | PJM | 345 | 115 | 358 | 14214 | unknown
314325 | 3PURDYSW | PJM | 345 | 115 | 357 | 14215 | unknown
314337 | 3 69T148 | PJM | 345 | 115 | 357 | 14215 | unknown
314335 | 3CLRKSVI DP | PJM | 345 | 115 | 358 | 14216 | unknown
314869 | 3BURLING | PJM | 345 | 115 | 358 | 14216 | unknown
314468 | 3GREATBR | PJM | 345 | 115 | 359 | 14217 | unknown | [8 empty] | 6833
314471 | 3GREAT B | PJM | 345 | 115 | 359 | 14217 | unknown | [8 empty] | 6833
314546 | 3 96T105 | PJM | 345 | 115 | 362 | 14218 | unknown
314593 | 3PARMELE | PJM | 345 | 115 | 362 | 14218 | unknown
314634 | 3COLNGTN | PJM | 345 | 115 | 361 | 14219 | unknown
314636 | 3COLNGTN2 | PJM | 345 | 115 | 361 | 14219 | unknown
314642 | 3NAGS HD | PJM | 345 | 115 | 361 | 14220 | unknown
314720 | 3NAGS HD TXS | PJM | 345 | 115 | 361 | 14220 | unknown
314685 | 2CHTM TP | PJM | 345 | 69 | 358 | 14221 | unknown
314736 | 2SHKO DP | PJM | 345 | 69 | 358 | 14221 | unknown
314687 | 3CREWE | PJM | 345 | 115 | 358 | 14222 | unknown
314701 | 3LONEPN | PJM | 345 | 115 | 358 | 14222 | unknown
314930 | 8MOSBY | PJM | 345 | 500 | 366 | 14223 | known |  | 38.895 | -77.5682
315855 | 8MOSBYSVC1 | PJM | 345 | 500 | 366 | 14223 | known
315857 | 8MOSBYSVC2 | PJM | 345 | 500 | 366 | 14223 | known
341098 | 2BEREAKU T | PJM | 320 | 69 | 1315 | 14252 | unknown
342184 | 2S ANDERSON | PJM | 320 | 69 | 1315 | 14254 | known |  | 38.0193 | -84.8869
341476 | 2FOGG PIKE | PJM | 320 | 69 | 1315 | 14262 | unknown
341806 | 2MANCHESTER | PJM | 320 | 69 | 1315 | 14263 | unknown
341929 | 2N LONDON | PJM | 320 | 69 | 1315 | 14265 | known |  | 37.1393 | -84.071
341197 | 2BRODHEAD | PJM | 320 | 69 | 1315 | 14272 | unknown
341980 | 2OAK HILL NO | PJM | 320 | 69 | 1315 | 14277 | unknown | [5 empty] | 14386
342841 | 7W GARRARDEK | PJM | 320 | 345 | 1315 | 14283 | known |  | 37.6182 | -84.5644
341050 | 2BANK LCK | PJM | 320 | 69 | 1315 | 14363 | unknown | [6 empty] | 38.7009 | -83.8143 | 7292
342298 | 2STANLY P J2 | PJM | 320 | 69 | 1315 | 14363 | unknown | [6 empty] | 38.7009 | -83.8143 | 7292
341074 | 2BEATTYV D | PJM | 320 | 69 | 1315 | 14364 | unknown |  |  |  | 37.5875 | -83.7251 | 7057 | 37.5875 | -83.7251 | 7057
341077 | 2BEATTYV J | PJM | 320 | 69 | 1315 | 14364 | unknown |  |  |  | 37.5875 | -83.7251 | 7057 | 37.5875 | -83.7251 | 7057
341131 | 2BLEVINS V T | PJM | 320 | 69 | 1315 | 14365 | unknown
342112 | 2PRESTON T | PJM | 320 | 69 | 1315 | 14365 | unknown
341140 | 2BLUE G PW | PJM | 320 | 69 | 1315 | 14366 | unknown
341143 | 2BLUE G PW T | PJM | 320 | 69 | 1315 | 14366 | unknown
341266 | 2CARTER CY T | PJM | 320 | 69 | 1315 | 14367 | unknown
342475 | 2WARNOCK | PJM | 320 | 69 | 1315 | 14367 | unknown
341335 | 2COLUMBIA | PJM | 320 | 69 | 1315 | 14368 | unknown
341370 | 2COLUMB S KU | PJM | 320 | 69 | 1316 | 14368 | unknown
341401 | 2DURO | PJM | 320 | 69 | 1315 | 14369 | unknown
341842 | 2MBUSA T | PJM | 320 | 69 | 1315 | 14369 | unknown
341434 | 2EDM-JBGAL T | PJM | 320 | 69 | 1315 | 14370 | unknown
341680 | 2JB GALLOWAY | PJM | 320 | 69 | 1315 | 14370 | unknown
341455 | 2ETOWN EK1 | PJM | 320 | 69 | 1315 | 14371 | unknown
341458 | 2ETOWN EK2 | PJM | 320 | 69 | 1315 | 14371 | unknown
341509 | 2GARLIN | PJM | 320 | 69 | 1315 | 14372 | unknown
341512 | 2GARLIN T | PJM | 320 | 69 | 1315 | 14372 | unknown
341518 | 2GARRARD KU | PJM | 320 | 69 | 1316 | 14373 | unknown
341521 | 2GARRARDKU T | PJM | 320 | 69 | 1315 | 14373 | unknown
341569 | 2GREENBRIA T | PJM | 320 | 69 | 1315 | 14374 | unknown
341572 | 2GREENBRIAR | PJM | 320 | 69 | 1315 | 14374 | unknown
341650 | 2HORSECAVE T | PJM | 320 | 69 | 1315 | 14375 | unknown | [8 empty] | 7284
341651 | 2HORSECAVE J | PJM | 320 | 69 | 1315 | 14375 | unknown | [8 empty] | 7284
341704 | 2JOE TICH | PJM | 320 | 69 | 1315 | 14376 | unknown
341707 | 2JOE TICH T | PJM | 320 | 69 | 1315 | 14376 | unknown
341716 | 2KEAVY | PJM | 320 | 69 | 1315 | 14377 | unknown | [5 empty] | 7271 |  |  | 7271
341719 | 2KEAVY 1 T | PJM | 320 | 69 | 1315 | 14377 | unknown | [5 empty] | 7271 |  |  | 7271
341764 | 2LIBERTY KU | PJM | 320 | 69 | 1316 | 14378 | unknown
341767 | 2LIBERTYKU T | PJM | 320 | 69 | 1315 | 14378 | unknown
341785 | 2LYMAN BW | PJM | 320 | 69 | 1315 | 14379 | unknown
341788 | 2LYMAN BW T | PJM | 320 | 69 | 1315 | 14379 | unknown
341791 | 2MACKVIL KU | PJM | 320 | 69 | 1316 | 14380 | unknown
341794 | 2MACKVILKU T | PJM | 320 | 69 | 1315 | 14380 | unknown
341959 | 2NEWBY 1 | PJM | 320 | 69 | 1315 | 14381 | unknown | [6 empty] | 37.9462 | -84.2833 | 7058
341962 | 2NEWBY 2 | PJM | 320 | 69 | 1315 | 14381 | unknown | [6 empty] | 37.9462 | -84.2833 | 7058
342037 | 2PARKWAY 1 | PJM | 320 | 69 | 1315 | 14382 | unknown | [5 empty] | 7266 |  |  | 7266
342040 | 2PARKWAY 2 | PJM | 320 | 69 | 1315 | 14382 | unknown | [5 empty] | 7266 |  |  | 7266
342043 | 2PARKWAY 2 T | PJM | 320 | 69 | 1315 | 14382 | unknown | [5 empty] | 7266 |  |  | 7266
342103 | 2PPG | PJM | 320 | 69 | 1315 | 14383 | unknown
342106 | 2PPG J | PJM | 320 | 69 | 1315 | 14383 | unknown
342161 | 2ROSEVILLE T | PJM | 320 | 69 | 1315 | 14384 | unknown
342334 | 2TEMPLE HILL | PJM | 320 | 69 | 1315 | 14384 | unknown
342169 | 2RUSS SPKU T | PJM | 320 | 69 | 1315 | 14385 | unknown
342175 | 2RUSS SPR KU | PJM | 320 | 69 | 1316 | 14385 | unknown
342286 | 2SOMERSET | PJM | 320 | 69 | 1315 | 14386 | known
342287 | 2SOMERSET KU | PJM | 320 | 69 | 1315 | 14386 | known |  | 37.0449 | -84.6018
342310 | 2SUBLETT | PJM | 320 | 69 | 1315 | 14387 | unknown
342313 | 2SUBLETT J | PJM | 320 | 69 | 1315 | 14387 | unknown
342352 | 2THREE M | PJM | 320 | 69 | 1315 | 14388 | unknown |  |  |  | 38.44 | -84.3994 | 7278 | 38.44 | -84.3994 | 7278
342355 | 2THREE M T | PJM | 320 | 69 | 1315 | 14388 | unknown |  |  |  | 38.44 | -84.3994 | 7278 | 38.44 | -84.3994 | 7278
342364 | 2TOMM GOOC | PJM | 320 | 69 | 1315 | 14389 | unknown
342367 | 2TOMM GOOC T | PJM | 320 | 69 | 1315 | 14389 | unknown
342490 | 2WHITLEY CTY | PJM | 320 | 69 | 1315 | 14390 | unknown | [5 empty] | 7273 |  |  | 7273
342493 | 2WHITLY C KU | PJM | 320 | 69 | 1316 | 14390 | unknown | [5 empty] | 7273 |  |  | 7273
342532 | 2ZULA J NO | PJM | 320 | 69 | 1315 | 14391 | unknown | [5 empty] | 7287 |  |  | 7287
342535 | 2ZULA T | PJM | 320 | 69 | 1315 | 14391 | unknown | [5 empty] | 7287 |  |  | 7287
342553 | 4BECKNERV | PJM | 320 | 138 | 1315 | 14392 | unknown |  |  |  | 37.9462 | -84.2833 | 7058 | 37.9462 | -84.2833 | 7058
342556 | 4BECKNERV T | PJM | 320 | 138 | 1315 | 14392 | unknown |  |  |  | 37.9462 | -84.2833 | 7058 | 37.9462 | -84.2833 | 7058
342622 | 4MAYSVIL I T | PJM | 320 | 138 | 1315 | 14393 | unknown |  |  |  | 38.7009 | -83.8143 | 7292 | 38.7009 | -83.8143 | 7292
342625 | 4MAYSVIL IND | PJM | 320 | 138 | 1315 | 14393 | unknown |  |  |  | 38.7009 | -83.8143 | 7292 | 38.7009 | -83.8143 | 7292
342643 | 4RICHWOOD | PJM | 320 | 138 | 1315 | 14394 | unknown | [6 empty] | 38.7009 | -83.8143 | 7292
342646 | 4RICHWOOD T | PJM | 320 | 138 | 1315 | 14394 | unknown | [6 empty] | 38.7009 | -83.8143 | 7292
342685 | 4UNION CITY | PJM | 320 | 138 | 1315 | 14395 | known
342688 | 4UNION CTY T | PJM | 320 | 138 | 1315 | 14395 | known |  | 37.7821 | -84.2266
342742 | 5JABEZ | PJM | 320 | 161 | 1315 | 14396 | unknown
342745 | 5JABEZ T | PJM | 320 | 161 | 1315 | 14396 | unknown
370003 | 3STV CAP | DUKE | 343 | 115 | 1376 | 14479 | unknown
370304 | 3STEV CK! | DUKE | 343 | 115 | 1375 | 14479 | unknown
370005 | 3EDMD SS CAP | DUKE | 343 | 115 | 1375 | 14480 | unknown
370363 | 3EDMD SS! | DUKE | 343 | 115 | 1375 | 14480 | unknown
370022 | 3SAL-BR 1_P | DUKE | 343 | 115 | 1376 | 14481 | unknown
370288 | 3GAPAC_T | DUKE | 343 | 115 | 1376 | 14481 | unknown
370033 | 6VCS2-PM 2_P | DUKE | 343 | 230 | 1378 | 14482 | known
372001 | 6VCS2_1A! | DUKE | 343 | 230 | 1378 | 14482 | known |  | 34.2983 | -81.3153
372002 | 6VCS2_2A! | DUKE | 343 | 230 | 1378 | 14482 | known
372003 | 6VCS2_1B! | DUKE | 343 | 230 | 1377 | 14482 | known
372004 | 6VCS2_2B! | DUKE | 343 | 230 | 1378 | 14482 | known
372005 | 6VCS2_5A! | DUKE | 343 | 230 | 1377 | 14482 | known
372006 | 6VCS2_6A! | DUKE | 343 | 230 | 1377 | 14482 | known
372007 | 6VCS2_7A! | DUKE | 343 | 230 | 1378 | 14482 | known
372008 | 6VCS2_8A! | DUKE | 343 | 230 | 1377 | 14482 | known
372009 | 6VCS2_9A! | DUKE | 343 | 230 | 1378 | 14482 | known
372010 | 6VCS2_10A! | DUKE | 343 | 230 | 1377 | 14482 | known
372011 | 6VCS2_11A! | DUKE | 343 | 230 | 1378 | 14482 | known
372012 | 6VCS2_12A! | DUKE | 343 | 230 | 1377 | 14482 | known
372013 | 6VCS2_13A! | DUKE | 343 | 230 | 1378 | 14482 | known
372014 | 6VCS2_14A! | DUKE | 343 | 230 | 1377 | 14482 | known
372015 | 6VCS2_15A! | DUKE | 343 | 230 | 1378 | 14482 | known
372016 | 6VCS2_16B! | DUKE | 343 | 230 | 1377 | 14482 | known
372017 | 6VCS2_17B! | DUKE | 343 | 230 | 1378 | 14482 | known |  | 34.2983 | -81.3153
372018 | 6VCS2_18B! | DUKE | 343 | 230 | 1378 | 14482 | known
372019 | 6VCS2_19B! | DUKE | 343 | 230 | 1378 | 14482 | known
372020 | 6VCS2_20B! | DUKE | 343 | 230 | 1377 | 14482 | known
372021 | 6VCS2_21B! | DUKE | 343 | 230 | 1377 | 14482 | known
372022 | 6VCS2_22B! | DUKE | 343 | 230 | 1377 | 14482 | known
370048 | 3JI-CH/RIT_P | DUKE | 343 | 115 | 1375 | 14483 | unknown |  |  |  | 32.8308 | -80.0705 | 8008 | 32.8308 | -80.0705 | 8008
370666 | 3JOHNS ISL_T | DUKE | 343 | 115 | 1375 | 14483 | unknown |  |  |  | 32.8308 | -80.0705 | 8008 | 32.8308 | -80.0705 | 8008
370052 | 3CMWLTH-MC_P | DUKE | 343 | 115 | 1376 | 14484 | unknown | [8 empty] | 7996
370679 | 3HAMLIN1! | DUKE | 343 | 115 | 1375 | 14484 | unknown | [8 empty] | 7996
371679 | 3HAMLIN2! | DUKE | 343 | 115 | 1375 | 14484 | unknown | [8 empty] | 7996
370088 | 3WINSBR2_2 | DUKE | 343 | 115 | 1376 | 14485 | unknown
370089 | 3WINS2_T2 | DUKE | 343 | 115 | 1375 | 14485 | unknown
370124 | 3WINSBR2 | DUKE | 343 | 115 | 1376 | 14485 | unknown
370140 | 3WINSBRO! | DUKE | 343 | 115 | 1376 | 14485 | unknown
370143 | 3WINS2_T | DUKE | 343 | 115 | 1375 | 14485 | unknown
370090 | 3VCS_T | DUKE | 343 | 115 | 1378 | 14486 | unknown
370113 | 3WINNS_T | DUKE | 343 | 115 | 1375 | 14486 | unknown
370125 | 3BLYTHEW | DUKE | 343 | 115 | 1375 | 14487 | unknown
370192 | 3WHIRLPOOL_T | DUKE | 343 | 115 | 1375 | 14487 | unknown
370129 | 3MULR 2 | DUKE | 343 | 115 | 1376 | 14488 | unknown | [6 empty] | 34.0344 | -81.136 | 7957
370158 | 3MULR_T2 | DUKE | 343 | 115 | 1375 | 14488 | unknown | [6 empty] | 34.0344 | -81.136 | 7957
370169 | 3MULR | DUKE | 343 | 115 | 1375 | 14488 | unknown | [6 empty] | 34.0344 | -81.136 | 7957
370136 | 3VICT_T2 | DUKE | 343 | 115 | 1376 | 14489 | unknown
370139 | 3VICT_T3 | DUKE | 343 | 115 | 1375 | 14489 | unknown
370163 | 3VICT | DUKE | 343 | 115 | 1376 | 14489 | unknown
370138 | 3SPARK | DUKE | 343 | 115 | 1375 | 14490 | unknown
370156 | 3SPARK_T | DUKE | 343 | 115 | 1376 | 14490 | unknown
370147 | 3RADR 2 | DUKE | 343 | 115 | 1375 | 14491 | unknown | [8 empty] | 8011
370148 | 3RADR B2_T | DUKE | 343 | 115 | 1376 | 14491 | unknown | [8 empty] | 8011
370194 | 3RADR B3_T | DUKE | 343 | 115 | 1375 | 14491 | unknown | [8 empty] | 8011
370152 | 3KENDR | DUKE | 343 | 115 | 1375 | 14492 | unknown | [8 empty] | 7961
370212 | 3KEND_T | DUKE | 343 | 115 | 1375 | 14492 | unknown | [8 empty] | 7961
370154 | 3DIXIE_T | DUKE | 343 | 115 | 1376 | 14493 | unknown
370188 | 3DIXI BP | DUKE | 343 | 115 | 1376 | 14493 | unknown
370254 | 3DIXIE | DUKE | 343 | 115 | 1375 | 14493 | unknown
370155 | 3RICH M_T | DUKE | 343 | 115 | 1376 | 14494 | unknown
370166 | 3RICH M | DUKE | 343 | 115 | 1375 | 14494 | unknown
370162 | 3PINEY | DUKE | 343 | 115 | 1376 | 14495 | unknown
370276 | 3PINEY_T | DUKE | 343 | 115 | 1375 | 14495 | unknown
370167 | 3BONEY | DUKE | 343 | 115 | 1375 | 14496 | unknown
370179 | 3BONEY_T | DUKE | 343 | 115 | 1376 | 14496 | unknown
370172 | 3COL HGT | DUKE | 343 | 115 | 1376 | 14497 | unknown | [6 empty] | 34.0344 | -81.136 | 7957
370181 | 3R HOS_T | DUKE | 343 | 115 | 1376 | 14497 | unknown | [6 empty] | 34.0344 | -81.136 | 7957
370176 | 3NETWORK | DUKE | 343 | 115 | 1375 | 14498 | unknown |  |  |  | 34.0344 | -81.136 | 7957 | 34.0344 | -81.136 | 7957
370200 | 3PARK ST_T | DUKE | 343 | 115 | 1375 | 14498 | unknown |  |  |  | 34.0344 | -81.136 | 7957 | 34.0344 | -81.136 | 7957
370183 | 3S LUB | DUKE | 343 | 115 | 1378 | 14499 | unknown
370191 | 3AMCOR_T1 | DUKE | 343 | 115 | 1375 | 14499 | unknown
370198 | 3SPRGDAL | DUKE | 343 | 115 | 1375 | 14500 | unknown
370294 | 3CAEIP_T | DUKE | 343 | 115 | 1378 | 14500 | unknown
370199 | 3EASTM_T2 | DUKE | 343 | 115 | 1378 | 14501 | unknown
370252 | 3EASTM_T | DUKE | 343 | 115 | 1375 | 14501 | unknown
370253 | 3EASTMN1 | DUKE | 343 | 115 | 1377 | 14501 | unknown
371253 | 3EASTMN2 | DUKE | 343 | 115 | 1378 | 14501 | unknown
370225 | 3HURON_T | DUKE | 343 | 115 | 1377 | 14502 | unknown | [8 empty] | 14482
370226 | 3HURON | DUKE | 343 | 115 | 1378 | 14502 | unknown | [8 empty] | 14482
370237 | 3CROMR_T | DUKE | 343 | 115 | 1375 | 14503 | unknown | [8 empty] | 14482
370283 | 3CROMER | DUKE | 343 | 115 | 1376 | 14503 | unknown | [8 empty] | 14482
370239 | 3WESTH_T | DUKE | 343 | 115 | 1377 | 14504 | unknown | [6 empty] | 33.8286 | -80.6225 | 7948
370246 | 3WESTH | DUKE | 343 | 115 | 1378 | 14504 | unknown | [6 empty] | 33.8286 | -80.6225 | 7948
370261 | 3LEXIP_T | DUKE | 343 | 115 | 1378 | 14505 | unknown
370588 | 3LEXIP_T2 | DUKE | 343 | 115 | 1376 | 14505 | unknown
370277 | 3HARBS | DUKE | 343 | 115 | 1376 | 14506 | unknown
370300 | 3HARBS_T | DUKE | 343 | 115 | 1376 | 14506 | unknown
370281 | 3LEXTRN | DUKE | 343 | 115 | 1376 | 14507 | unknown
370284 | 3LEX TR2 | DUKE | 343 | 115 | 1375 | 14507 | unknown
370298 | 3HONEY_T2 | DUKE | 343 | 115 | 1377 | 14508 | unknown
370299 | 3HONEY_T1 | DUKE | 343 | 115 | 1378 | 14508 | unknown
370311 | 3BATESB | DUKE | 343 | 115 | 1376 | 14509 | unknown
370397 | 3SAL CO_T | DUKE | 343 | 115 | 1376 | 14509 | unknown
370316 | 3LMTC_T | DUKE | 343 | 115 | 1375 | 14510 | unknown | [8 empty] | 14482
370317 | 3LMTC | DUKE | 343 | 115 | 1376 | 14510 | unknown | [8 empty] | 14482
370319 | 3RABORN | DUKE | 343 | 115 | 1375 | 14511 | unknown
370374 | 3RABORN_T | DUKE | 343 | 115 | 1376 | 14511 | unknown
370321 | 3AIKN3 | DUKE | 343 | 115 | 1375 | 14512 | unknown | [6 empty] | 33.435 | -81.9111 | 7970
370378 | 3AIKN3_T | DUKE | 343 | 115 | 1375 | 14512 | unknown | [6 empty] | 33.435 | -81.9111 | 7970
370323 | 3SAGML | DUKE | 343 | 115 | 1378 | 14513 | unknown | [6 empty] | 33.435 | -81.9111 | 7970
370376 | 3SAGE_T1 | DUKE | 343 | 115 | 1377 | 14513 | unknown | [6 empty] | 33.435 | -81.9111 | 7970
370377 | 3SAGE_T2 | DUKE | 343 | 115 | 1378 | 14513 | unknown | [6 empty] | 33.435 | -81.9111 | 7970
370324 | 3AGY1! | DUKE | 343 | 115 | 1377 | 14514 | unknown
371324 | 3AGY2! | DUKE | 343 | 115 | 1378 | 14514 | unknown
370326 | 3STIEFTN | DUKE | 343 | 115 | 1375 | 14515 | unknown | [6 empty] | 33.435 | -81.9111 | 7970
370393 | 3STIEF_T1 | DUKE | 343 | 115 | 1376 | 14515 | unknown | [6 empty] | 33.435 | -81.9111 | 7970
370413 | 3STIEF_T2 | DUKE | 343 | 115 | 1375 | 14515 | unknown | [6 empty] | 33.435 | -81.9111 | 7970
370327 | 3AIKN2 | DUKE | 343 | 115 | 1376 | 14516 | unknown
370366 | 3AIK2 BY | DUKE | 343 | 115 | 1376 | 14516 | unknown
370372 | 3MCCR_T | DUKE | 343 | 115 | 1376 | 14517 | unknown
370373 | 3MCORM | DUKE | 343 | 115 | 1375 | 14517 | unknown
370404 | 6ST GEO1! | DUKE | 343 | 230 | 1376 | 14518 | unknown | [8 empty] | 7996
371404 | 6ST GEO2! | DUKE | 343 | 230 | 1375 | 14518 | unknown | [8 empty] | 7996
372404 | 6ST GEO3! | DUKE | 343 | 230 | 1376 | 14518 | unknown | [8 empty] | 7996
370411 | 3STGEO_T | DUKE | 343 | 115 | 1375 | 14519 | unknown |  |  |  | 33.1948 | -80.5891 | 7992 | 33.1948 | -80.5891 | 7992
370412 | 3STGEO D | DUKE | 343 | 115 | 1376 | 14519 | unknown |  |  |  | 33.1948 | -80.5891 | 7992 | 33.1948 | -80.5891 | 7992
370414 | 3TOOLEBECK1! | DUKE | 343 | 115 | 1376 | 14520 | unknown
371414 | 3TOOLEBECK2! | DUKE | 343 | 115 | 1376 | 14520 | unknown
370426 | 3COOSAWHAT_T | DUKE | 343 | 115 | 1375 | 14521 | unknown
370432 | 3COOSAWHAT | DUKE | 343 | 115 | 1375 | 14521 | unknown
370437 | 3WAL S_T | DUKE | 343 | 115 | 1376 | 14522 | unknown | [6 empty] | 32.8308 | -80.0705 | 8008
370464 | 3WALTRBR | DUKE | 343 | 115 | 1375 | 14522 | unknown | [6 empty] | 32.8308 | -80.0705 | 8008
370441 | 3BLU C_T2 | DUKE | 343 | 115 | 1377 | 14523 | unknown
370443 | 3BLUCIR1 | DUKE | 343 | 115 | 1377 | 14523 | unknown
370447 | 3BLUCIR3 | DUKE | 343 | 115 | 1377 | 14523 | unknown
370448 | 3YEMCN_T | DUKE | 343 | 115 | 1376 | 14524 | unknown | [6 empty] | 32.3594 | -81.1242 | 7983
370449 | 3YEM CEN | DUKE | 343 | 115 | 1375 | 14524 | unknown | [6 empty] | 32.3594 | -81.1242 | 7983
370451 | 3OKT D_T | DUKE | 343 | 115 | 1376 | 14525 | unknown
370493 | 3OKTIE D | DUKE | 343 | 115 | 1375 | 14525 | unknown
370454 | 3KRONO_T | DUKE | 343 | 115 | 1377 | 14526 | unknown
371454 | 3KRONO_T2 | DUKE | 343 | 115 | 1377 | 14526 | unknown
370465 | 3LAURLB_T | DUKE | 343 | 115 | 1375 | 14527 | unknown | [6 empty] | 32.3594 | -81.1242 | 7983
370485 | 3BEAU IP | DUKE | 343 | 115 | 1377 | 14527 | unknown | [6 empty] | 32.3594 | -81.1242 | 7983
370469 | 3RIDGE_T | DUKE | 343 | 115 | 1375 | 14528 | unknown
370482 | 3RIDGLND | DUKE | 343 | 115 | 1376 | 14528 | unknown
370475 | 3JASPER_T | DUKE | 343 | 115 | 1377 | 14529 | unknown
370476 | 3JAS DIS | DUKE | 343 | 115 | 1377 | 14529 | unknown
370481 | 3BEAUCEN | DUKE | 343 | 115 | 1375 | 14530 | unknown
370525 | 3BEAUCEN_T2 | DUKE | 343 | 115 | 1375 | 14530 | unknown
370483 | 3CALLW_T | DUKE | 343 | 115 | 1375 | 14531 | unknown
370492 | 3CALAWAS_T | DUKE | 343 | 115 | 1376 | 14531 | unknown
370500 | 3CALLW2_T | DUKE | 343 | 115 | 1375 | 14531 | unknown
370484 | 3PT RO_T | DUKE | 343 | 115 | 1376 | 14532 | unknown
370486 | 3PTROYAL | DUKE | 343 | 115 | 1376 | 14532 | unknown
370488 | 3FROGM_T | DUKE | 343 | 115 | 1376 | 14533 | unknown
370489 | 3FROGMOR | DUKE | 343 | 115 | 1376 | 14533 | unknown
370498 | 3GRAYS_T | DUKE | 343 | 115 | 1375 | 14534 | unknown
370499 | 3GRAYSHL | DUKE | 343 | 115 | 1376 | 14534 | unknown
370535 | 3NAVYARD_T | DUKE | 343 | 115 | 1377 | 14535 | unknown | [6 empty] | 32.8308 | -80.0705 | 8008
370539 | 3NAVYARD | DUKE | 343 | 115 | 1377 | 14535 | unknown | [6 empty] | 32.8308 | -80.0705 | 8008
370536 | 3JOINT B CHA | DUKE | 343 | 115 | 1377 | 14536 | unknown
370546 | 3SPANC_T | DUKE | 343 | 115 | 1377 | 14536 | unknown
370549 | 3SPANC | DUKE | 343 | 115 | 1377 | 14536 | unknown
370564 | 3PALM PK | DUKE | 343 | 115 | 1376 | 14537 | unknown | [8 empty] | 7996
370565 | 3PALM_T | DUKE | 343 | 115 | 1375 | 14537 | unknown | [8 empty] | 7996
370566 | 3BACONS | DUKE | 343 | 115 | 1375 | 14538 | unknown
370567 | 3BACON_T | DUKE | 343 | 115 | 1376 | 14538 | unknown
370573 | 3JEDBG_T | DUKE | 343 | 115 | 1376 | 14539 | unknown | [6 empty] | 33.1948 | -80.5891 | 7992
370574 | 3ENJAY_T | DUKE | 343 | 115 | 1376 | 14539 | unknown | [6 empty] | 33.1948 | -80.5891 | 7992
370589 | 3CHPBUS_T | DUKE | 343 | 115 | 1376 | 14540 | unknown
370590 | 3CHPBUS | DUKE | 343 | 115 | 1376 | 14540 | unknown
370610 | 3CHAR ST1! | DUKE | 343 | 115 | 1376 | 14541 | unknown
370626 | 3PORT AU | DUKE | 343 | 115 | 1377 | 14541 | unknown
370633 | 3PORTS_T | DUKE | 343 | 115 | 1378 | 14541 | unknown
371610 | 3CHAR ST2! | DUKE | 343 | 115 | 1375 | 14541 | unknown
370611 | 3HOBCAW | DUKE | 343 | 115 | 1376 | 14542 | unknown
370616 | 3WANDO | DUKE | 343 | 115 | 1375 | 14542 | unknown
370625 | 3BEE ST1! | DUKE | 343 | 115 | 1376 | 14543 | unknown
371625 | 3BEE ST2! | DUKE | 343 | 115 | 1375 | 14543 | unknown
370627 | 3TOM ISL1! | DUKE | 343 | 115 | 1376 | 14544 | unknown
371627 | 3TOM ISL2! | DUKE | 343 | 115 | 1375 | 14544 | unknown
370631 | 3NBRIDGE | DUKE | 343 | 115 | 1375 | 14545 | unknown | [6 empty] | 32.8308 | -80.0705 | 8008
370644 | 3N BRG_T | DUKE | 343 | 115 | 1376 | 14545 | unknown | [6 empty] | 32.8308 | -80.0705 | 8008
370651 | 3SAVAGE | DUKE | 343 | 115 | 1375 | 14546 | unknown |  |  |  | 32.8308 | -80.0705 | 8008 | 32.8308 | -80.0705 | 8008
370659 | 3SAVAGE_T | DUKE | 343 | 115 | 1376 | 14546 | unknown |  |  |  | 32.8308 | -80.0705 | 8008 | 32.8308 | -80.0705 | 8008
370660 | 3QUEENSB1! | DUKE | 343 | 115 | 1376 | 14547 | known |  | 32.723 | -79.966
370667 | 3QUEENSB_T1 | DUKE | 343 | 115 | 1375 | 14547 | known
370669 | 3QUEENSB_T2 | DUKE | 343 | 115 | 1375 | 14547 | known
371660 | 3QUEENSB2! | DUKE | 343 | 115 | 1376 | 14547 | known
370680 | 3MT PLST1! | DUKE | 343 | 115 | 1375 | 14548 | unknown | [8 empty] | 7996
371680 | 3MT PLST2! | DUKE | 343 | 115 | 1376 | 14548 | unknown | [8 empty] | 7996
370684 | 3IS PALM | DUKE | 343 | 115 | 1375 | 14549 | unknown
370692 | 3IS PALM CBL | DUKE | 343 | 115 | 1376 | 14549 | unknown
371370 | 3DONS CAR_T | DUKE | 343 | 115 | 1378 | 14550 | unknown
371371 | 3DONS CAR | DUKE | 343 | 115 | 1377 | 14550 | unknown
371903 | 3SRS 13-1_1@ | DUKE | 343 | 115 | 1375 | 14551 | unknown
371913 | 3SRS 13-1_2@ | DUKE | 343 | 115 | 1375 | 14551 | unknown
372913 | 3SRS 13-2 | DUKE | 343 | 115 | 1376 | 14551 | unknown
371914 | 3SRS 14_1@ | DUKE | 343 | 115 | 1375 | 14552 | unknown
372914 | 3SRS 14_2@ | DUKE | 343 | 115 | 1375 | 14552 | unknown
371922 | 3SRS 22_1@ | DUKE | 343 | 115 | 1376 | 14553 | unknown
372922 | 3SRS 22_2@ | DUKE | 343 | 115 | 1376 | 14553 | unknown
371941 | 3SRS 41A1! | DUKE | 343 | 115 | 1377 | 14554 | unknown
372941 | 3STA 41A2! | DUKE | 343 | 115 | 1378 | 14554 | unknown
372944 | 3STA 41B4! | DUKE | 343 | 115 | 1377 | 14554 | unknown
371951 | 3SRS 51A! | DUKE | 343 | 115 | 1376 | 14555 | unknown
371958 | 3SRS 51B! | DUKE | 343 | 115 | 1375 | 14555 | unknown
371952 | 3SRS 52@ | DUKE | 343 | 115 | 1376 | 14556 | unknown
371956 | 3SRS 52A2! | DUKE | 343 | 115 | 1376 | 14556 | unknown
371957 | 3SRS 52B4! | DUKE | 343 | 115 | 1375 | 14556 | unknown
372956 | 3STA 52A1! | DUKE | 343 | 115 | 1375 | 14556 | unknown
372957 | 3STA 52B3! | DUKE | 343 | 115 | 1375 | 14556 | unknown
371953 | 3SRS 53@ | DUKE | 343 | 115 | 1376 | 14557 | unknown | [6 empty] | 33.435 | -81.9111 | 7970
371954 | 3SRS 53A! | DUKE | 343 | 115 | 1375 | 14557 | unknown | [6 empty] | 33.435 | -81.9111 | 7970
371955 | 3SRS 53B! | DUKE | 343 | 115 | 1376 | 14557 | unknown | [6 empty] | 33.435 | -81.9111 | 7970
371961 | 3SRS 61A | DUKE | 343 | 115 | 1376 | 14558 | unknown
372961 | 3STA 61B | DUKE | 343 | 115 | 1375 | 14558 | unknown
371963 | 3SRS 63A | DUKE | 343 | 115 | 1376 | 14559 | unknown
372963 | 3STA 63B | DUKE | 343 | 115 | 1375 | 14559 | unknown
371971 | 3SRS 71_1@ | DUKE | 343 | 115 | 1376 | 14560 | unknown
372971 | 3SRS 71_2@ | DUKE | 343 | 115 | 1376 | 14560 | unknown
372513 | 2MOHAWK3 | DUKE | 343 | 46 | 1377 | 14561 | unknown
372514 | 2MOHAWK2 | DUKE | 343 | 46 | 1377 | 14561 | unknown
372522 | 2WVCOHAMP | DUKE | 343 | 46 | 1377 | 14562 | unknown
372533 | 2WVCOHAMP_T | DUKE | 343 | 46 | 1377 | 14562 | unknown
372524 | 2FAIRCENT | DUKE | 343 | 46 | 1377 | 14563 | unknown
372525 | 2FAIRCENT_T | DUKE | 343 | 46 | 1377 | 14563 | unknown
100007 | RAVEN FARM | ISONE | 101 | 345 | 100 |  |  |  | 43.7814 | -70.2036
100086 | MAINE YANKEE | ISONE | 101 | 345 | 100 |  |  |  | 43.9536 | -69.6954
100090 | BUXTON | ISONE | 101 | 345 | 100 |  |  |  | 43.6633 | -70.5532
100101 | RUMFORD | ISONE | 101 | 115 | 100
100104 | LEWISTON LWR | ISONE | 101 | 115 | 100
100117 | LIVERMORE FL | ISONE | 101 | 115 | 100
100119 | BROWNS CRSNG | ISONE | 101 | 115 | 100
100122 | MAINE YANKEE | ISONE | 101 | 115 | 100
100124 | FORE RIVER | ISONE | 101 | 115 | 100
100131 | SECT 61A TAP | ISONE | 101 | 115 | 100
100132 | PRATTWHITNEY | ISONE | 101 | 115 | 100
100138 | NO. AUGUSTA | ISONE | 101 | 115 | 100
100145 | SECT 206A TP | ISONE | 101 | 115 | 100
100150 | SECT 83C TAP | ISONE | 101 | 115 | 100
100151 | HINKLEY POND | ISONE | 101 | 115 | 100
100153 | SECT 200A TP | ISONE | 101 | 115 | 100
100155 | SECT 238 TAP | ISONE | 101 | 115 | 100
100164 | WATERBORO | ISONE | 101 | 115 | 100
100166 | SECT 266B TP | ISONE | 101 | 115 | 100
100174 | SECT 81A TAP | ISONE | 101 | 115 | 100
100176 | SECT 167A TP | ISONE | 101 | 115 | 100
100178 | LINCOLNVILLE | ISONE | 101 | 115 | 100
100185 | WESTBROOK | ISONE | 101 | 115 | 100 |  |  |  | 43.6568 | -70.3761
100194 | SECT 140A TP | ISONE | 101 | 115 | 100
100197 | LN214 STR#5 | ISONE | 101 | 115 | 100
100199 | SECT 207A TP | ISONE | 101 | 115 | 100
100205 | SECT 222A TP | ISONE | 101 | 115 | 100
100206 | DRAGONCEMENT | ISONE | 101 | 115 | 100
100207 | MOSCOW AFS1 | ISONE | 101 | 115 | 100
100208 | CHALLENGERDR | ISONE | 101 | 115 | 100
100250 | MONMOUTH | ISONE | 101 | 115 | 100
100398 | RUMF FLS LH1 | ISONE | 101 | 11.5 | 100
100399 | RUMF FLS LH2 | ISONE | 101 | 11.5 | 100
100420 | VERSO JAY A | ISONE | 101 | 13.8 | 100
100421 | VERSO JAY B | ISONE | 101 | 13.8 | 100
100422 | SAPPI SMSTG1 | ISONE | 101 | 13.8 | 100
100423 | SAPPI SMSTG2 | ISONE | 101 | 13.8 | 100
100432 | VERSO JAY C | ISONE | 101 | 13.8 | 100
100435 | VERSO JAY G | ISONE | 101 | 13.8 | 100
100502 | GOOSEFARE | ISONE | 101 | 115 | 100
100560 | ROXWIND_FDR | ISONE | 101 | 34.5 | 100
100600 | CMP_65_EM | ISONE | 101 | 115 | 100
100603 | CMP_279_MEW | ISONE | 101 | 115 | 100
100606 | UG-OH_267 | ISONE | 101 | 115 | 100
100608 | CMP_254_EM | ISONE | 101 | 115 | 100
100703 | RCDHL OH-UG1 | ISONE | 101 | 34.5 | 100
100704 | RCDHL OH-UG2 | ISONE | 101 | 34.5 | 100
100777 | PITTFD_GEN | ISONE | 101 | 0.4 | 100
100783 | OXF_PV_POI1 | ISONE | 101 | 12.47 | 100
100786 | OXF_PV_POI2 | ISONE | 101 | 12.47 | 100
100793 | AUG_PV_POI | ISONE | 101 | 12.47 | 100
102001 | THORNDIKE TP | ISONE | 101 | 34.5 | 100
102002 | PITTSFIELD | ISONE | 101 | 34.5 | 100
102003 | SECTION 35 | ISONE | 101 | 34.5 | 100
102004 | NEWPORT | ISONE | 101 | 34.5 | 100
102005 | CARMEL | ISONE | 101 | 34.5 | 100
102006 | SECT 5A TAP | ISONE | 101 | 34.5 | 100
102007 | CORINNA | ISONE | 101 | 34.5 | 100
102009 | JACKMAN_ME | ISONE | 101 | 34.5 | 100
102012 | DEXTER | ISONE | 101 | 34.5 | 100
102013 | DOVER_ME | ISONE | 101 | 34.5 | 100
102014 | MONSON | ISONE | 101 | 34.5 | 100
102016 | GREENVILLE | ISONE | 101 | 34.5 | 100
102017 | GREENVL HYD | ISONE | 101 | 34.5 | 100
102024 | C. 803D6 | ISONE | 101 | 34.5 | 100
102025 | BELFAST WEST | ISONE | 101 | 34.5 | 100
102026 | NORDIC AQ | ISONE | 101 | 34.5 | 100
102027 | SECTION 20 | ISONE | 101 | 34.5 | 100
102028 | SEARSPORT | ISONE | 101 | 34.5 | 100
102029 | PROSPECT | ISONE | 101 | 34.5 | 100
102036 | WARREN | ISONE | 101 | 34.5 | 100
102037 | MANKTOWN | ISONE | 101 | 34.5 | 100
102038 | WALDOBORO | ISONE | 101 | 34.5 | 100
102039 | THOMSTNCREEK | ISONE | 101 | 34.5 | 100
102040 | CAMDEN | ISONE | 101 | 34.5 | 100
102042 | SECT 51A TAP | ISONE | 101 | 34.5 | 100
102044 | SECT 21 TAP | ISONE | 101 | 34.5 | 100
102045 | GLEN COVE | ISONE | 101 | 34.5 | 100
102046 | FOX ISLAND | ISONE | 101 | 34.5 | 100
102065 | DALLAS TAP | ISONE | 101 | 34.5 | 100
102070 | C. 875 TAP | ISONE | 101 | 34.5 | 100
102071 | SADDLEBACK | ISONE | 101 | 34.5 | 100
102072 | RANGELEY | ISONE | 101 | 34.5 | 100
102073 | COPLIN TAP | ISONE | 101 | 34.5 | 100
102078 | KENEBAGO | ISONE | 101 | 34.5 | 100
102082 | SKOWHEGAN SO | ISONE | 101 | 34.5 | 100
102086 | LAKEWOOD J44 | ISONE | 101 | 34.5 | 100
102088 | NORTH ANSON | ISONE | 101 | 34.5 | 100
102089 | SKOWHEGAN TP | ISONE | 101 | 34.5 | 100
102091 | LAKEWOOD JCT | ISONE | 101 | 34.5 | 100
102092 | ANSON | ISONE | 101 | 34.5 | 100
102093 | SECT 15 TAP | ISONE | 101 | 34.5 | 100
102094 | SKOWHEGAN NO | ISONE | 101 | 34.5 | 100
102095 | KEYES FIBER | ISONE | 101 | 34.5 | 100
102096 | SECT 10 | ISONE | 101 | 34.5 | 100
102098 | CLINTON | ISONE | 101 | 34.5 | 100
102102 | UNITY | ISONE | 101 | 34.5 | 100
102104 | BROOKS | ISONE | 101 | 34.5 | 100
102109 | FAIRFIELD | ISONE | 101 | 34.5 | 100
102110 | W.WATERVILLE | ISONE | 101 | 34.5 | 100
102111 | OAKLAND | ISONE | 101 | 34.5 | 100
102112 | OAKLANDSWTCH | ISONE | 101 | 34.5 | 100
102113 | SIDNEY | ISONE | 101 | 34.5 | 100
102116 | MCCOYS | ISONE | 101 | 34.5 | 100
102119 | MARDEN | ISONE | 101 | 34.5 | 100
102121 | SECT 56A TAP | ISONE | 101 | 34.5 | 100
102122 | VASSALBORO | ISONE | 101 | 34.5 | 100
102124 | SECT 38A TAP | ISONE | 101 | 34.5 | 100
102126 | BOND BROOK | ISONE | 101 | 34.5 | 100
102127 | CONY ROAD | ISONE | 101 | 34.5 | 100
102128 | CAPITOL ST | ISONE | 101 | 34.5 | 100
102129 | SECT 38B TAP | ISONE | 101 | 34.5 | 100
102131 | SECT 39A TAP | ISONE | 101 | 34.5 | 100
102132 | SECT 39C TAP | ISONE | 101 | 34.5 | 100
102133 | SECT 39B TAP | ISONE | 101 | 34.5 | 100
102134 | AUGUSTA K-5 | ISONE | 101 | 34.5 | 100
102137 | S. CHINA | ISONE | 101 | 34.5 | 100
102138 | STICKNEYS | ISONE | 101 | 34.5 | 100
102139 | UNION | ISONE | 101 | 34.5 | 100
102141 | MANCHESTER | ISONE | 101 | 34.5 | 100
102142 | WINTHROP | ISONE | 101 | 34.5 | 100
102144 | GARDINER | ISONE | 101 | 34.5 | 100
102145 | SECT 41A TAP | ISONE | 101 | 34.5 | 100
102146 | WEST STREET | ISONE | 101 | 34.5 | 100
102147 | RICHMOND | ISONE | 101 | 34.5 | 100
102150 | SECT 14A TAP | ISONE | 101 | 34.5 | 100
102152 | GREAT FALLS | ISONE | 101 | 34.5 | 100
102155 | TURNER | ISONE | 101 | 34.5 | 100
102156 | SABATTUS | ISONE | 101 | 34.5 | 100
102159 | SECT 72A TAP | ISONE | 101 | 34.5 | 100
102160 | PHILIPS ELMT | ISONE | 101 | 34.5 | 100
102161 | LISBON | ISONE | 101 | 34.5 | 100
102163 | LISBON FALLS | ISONE | 101 | 34.5 | 100
102174 | BRIDGTON | ISONE | 101 | 34.5 | 100
102175 | DENMARK | ISONE | 101 | 34.5 | 100
102176 | W. BRIDGTON | ISONE | 101 | 34.5 | 100
102177 | FRYEBURG | ISONE | 101 | 34.5 | 100
102178 | FRYEBURG TAP | ISONE | 101 | 34.5 | 100
102179 | FRYEBURGFAIR | ISONE | 101 | 34.5 | 100
102181 | SECT 74A TAP | ISONE | 101 | 34.5 | 100
102182 | MEAD CHIPPER | ISONE | 101 | 34.5 | 100
102183 | PARIS HILL | ISONE | 101 | 34.5 | 100
102184 | TRAP CORNER | ISONE | 101 | 34.5 | 100
102187 | CHADBORNMILL | ISONE | 101 | 34.5 | 100
102191 | SECT 90C TAP | ISONE | 101 | 34.5 | 100
102194 | MECHANIC FLS | ISONE | 101 | 34.5 | 100
102195 | MECH FLS HYD | ISONE | 101 | 34.5 | 100
102197 | PTLDPIPE RAY | ISONE | 101 | 34.5 | 100
102202 | SUNDAY RIVER | ISONE | 101 | 34.5 | 100
102205 | MESSINA | ISONE | 101 | 34.5 | 100
102206 | SECT 25A TAP | ISONE | 101 | 34.5 | 100
102207 | SHEEPSCOT | ISONE | 101 | 34.5 | 100
102208 | EDGECOMB | ISONE | 101 | 34.5 | 100
102209 | DAMARISCOTTA | ISONE | 101 | 34.5 | 100
102210 | BRISTOL | ISONE | 101 | 34.5 | 100
102211 | BOOTHBAY | ISONE | 101 | 34.5 | 100
102216 | SECT 37 TAP | ISONE | 101 | 34.5 | 100
102218 | WOOLWICH | ISONE | 101 | 34.5 | 100
102219 | SECT 77A TAP | ISONE | 101 | 34.5 | 100
102220 | BATH NORTH | ISONE | 101 | 34.5 | 100
102226 | SECT 31A TAP | ISONE | 101 | 34.5 | 100
102227 | TOPSHAM OLD | ISONE | 101 | 34.5 | 100
102229 | BRUNSWICK W | ISONE | 101 | 34.5 | 100
102230 | COOKS CORNER | ISONE | 101 | 34.5 | 100
102231 | BRUNSW NAVAL | ISONE | 101 | 34.5 | 100
102233 | C. 217D3 | ISONE | 101 | 34.5 | 100
102234 | SECT 76C TAP | ISONE | 101 | 34.5 | 100
102240 | GRAY | ISONE | 101 | 34.5 | 100
102241 | FREEPORT | ISONE | 101 | 34.5 | 100
102242 | FALMOUTH | ISONE | 101 | 34.5 | 100
102243 | SECT 180A TP | ISONE | 101 | 34.5 | 100
102244 | E. DEERING | ISONE | 101 | 34.5 | 100
102245 | LAMBERT ST | ISONE | 101 | 34.5 | 100
102248 | NO. WINDHAM | ISONE | 101 | 34.5 | 100
102249 | RAYMOND 34 | ISONE | 101 | 34.5 | 100
102250 | SWETT ROAD | ISONE | 101 | 34.5 | 100
102252 | WESTBROOK | ISONE | 101 | 34.5 | 100
102258 | BRIGHTON AVE | ISONE | 101 | 34.5 | 100
102259 | BISHOP ST | ISONE | 101 | 34.5 | 100
102263 | SCARBOROUGH | ISONE | 101 | 34.5 | 100
102264 | HIRAM TAP | ISONE | 101 | 34.5 | 100
102265 | BALDWIN TAP | ISONE | 101 | 34.5 | 100
102268 | SHAW MILLS | ISONE | 101 | 34.5 | 100
102271 | SECT 187A TP | ISONE | 101 | 34.5 | 100
102273 | FORT HILL | ISONE | 101 | 34.5 | 100
102274 | N. LIMINGTON | ISONE | 101 | 34.5 | 100
102277 | LIMERICK | ISONE | 101 | 34.5 | 100
102279 | SECT 95A TAP | ISONE | 101 | 34.5 | 100
102280 | PERRIER | ISONE | 101 | 34.5 | 100
102283 | SECT 182A TP | ISONE | 101 | 34.5 | 100
102285 | SECT 185A TA | ISONE | 101 | 34.5 | 100
102287 | BUTLERS CNR | ISONE | 101 | 34.5 | 100
102288 | SANFORD SW | ISONE | 101 | 34.5 | 100
102289 | SECT 114A TP | ISONE | 101 | 34.5 | 100
102290 | SECT 112A TP | ISONE | 101 | 34.5 | 100
102291 | HIGH STREET | ISONE | 101 | 34.5 | 100
102292 | S113A TAP | ISONE | 101 | 34.5 | 100
102293 | SO. SANFORD | ISONE | 101 | 34.5 | 100
102294 | SANFORD IP | ISONE | 101 | 34.5 | 100
102295 | LEBANON | ISONE | 101 | 34.5 | 100
102296 | UNION STREET | ISONE | 101 | 34.5 | 100
102297 | FOREST AVE | ISONE | 101 | 34.5 | 100
102299 | RIGBY | ISONE | 101 | 34.5 | 100
102300 | TANK FARM | ISONE | 101 | 34.5 | 100
102301 | CAPE ELIZBTH | ISONE | 101 | 34.5 | 100
102302 | SECT 151A TP | ISONE | 101 | 34.5 | 100
102307 | OLD ORCHARD | ISONE | 101 | 34.5 | 100
102309 | DUNSTAN | ISONE | 101 | 34.5 | 100
102313 | BIDDFD PUMP | ISONE | 101 | 34.5 | 100
102314 | MAY ST | ISONE | 101 | 34.5 | 100
102315 | SECT 171A TP | ISONE | 101 | 34.5 | 100
102316 | KENNEBUNK | ISONE | 101 | 34.5 | 100
102317 | KENNEBNK L&P | ISONE | 101 | 34.5 | 100
102323 | OGUNQUIT | ISONE | 101 | 34.5 | 100
102324 | YORK BEACH | ISONE | 101 | 34.5 | 100
102325 | YORK HARBOR | ISONE | 101 | 34.5 | 100
102326 | BASSETT | ISONE | 101 | 34.5 | 100
102327 | SO. BERWICK | ISONE | 101 | 34.5 | 100
102329 | BERWICK | ISONE | 101 | 34.5 | 100
102330 | KITTERY | ISONE | 101 | 34.5 | 100
102331 | PORTS NAVL S | ISONE | 101 | 34.5 | 100
102332 | AIRCO | ISONE | 101 | 34.5 | 100
102333 | ELIOT TAP | ISONE | 101 | 34.5 | 100
102334 | ELIOT | ISONE | 101 | 34.5 | 100
102335 | KITTERY TAP | ISONE | 101 | 34.5 | 100
102336 | BRAGDON COMN | ISONE | 101 | 34.5 | 100
102337 | SECT 139 TAP | ISONE | 101 | 34.5 | 100
103011 | COLUMBIA_T | ISONE | 101 | 115 | 102
103012 | WALTHAM ROAD | ISONE | 101 | 115 | 102
103013 | TUNK | ISONE | 101 | 115 | 102
103018 | REBEL HILL | ISONE | 101 | 115 | 102
103026 | LINCOLIN P&T | ISONE | 101 | 44 | 102
103085 | ROLLINS TAP | ISONE | 101 | 115 | 102
103113 | MILNKT3 N.O. | ISONE | 101 | 34.5 | 102
103163 | PASSADDBLCKT | ISONE | 101 | 34.5 | 102
103187 | EAST_COR | ISONE | 101 | 46 | 102
103188 | MILO_COL | ISONE | 101 | 46 | 102
103189 | PUSHAW | ISONE | 101 | 46 | 102
104059 | ES_385_CMP | ISONE | 101 | 345 | 104 |  |  |  | 43.5768 | -70.6958
104063 | ES_391_CMP | ISONE | 101 | 345 | 104 |  |  |  | 43.3753 | -70.9418
104135 | ES_394_NGR | ISONE | 101 | 345 | 104
104148 | ES_3124_NGR | ISONE | 101 | 345 | 104
104159 | ES_326_NGR | ISONE | 101 | 345 | 104
104195 | NU_381_NU | ISONE | 101 | 345 | 104
104262 | Q195_T | ISONE | 101 | 115 | 104
104275 | U199_T | ISONE | 101 | 115 | 104
104299 | ES_C106_NHEC | ISONE | 101 | 115 | 104 |  |  |  | 44.0076 | -71.0876
104308 | ES_214_CMP | ISONE | 101 | 115 | 104 |  |  |  | 44.0076 | -71.0876
104385 | ASHLAND_T | ISONE | 101 | 115 | 104
104462 | ES_K174_VEL | ISONE | 101 | 115 | 104
104616 | KSB PUMP TAP | ISONE | 101 | 115 | 104
104626 | NEWINGTN SS2 | ISONE | 101 | 115 | 104
104627 | NEWINGTN SS1 | ISONE | 101 | 115 | 104
104658 | MILL POND_T | ISONE | 101 | 115 | 104
104714 | PEASLE-H141T | ISONE | 101 | 115 | 104
104715 | V103_T | ISONE | 101 | 115 | 104
104726 | PEASLEE | ISONE | 101 | 115 | 104
104825 | N-MERRIMACK | ISONE | 101 | 115 | 104 |  |  |  | 43.1406 | -71.4701
104924 | WESTPORT | ISONE | 101 | 115 | 104
104946 | VERNONROAD_T | ISONE | 101 | 115 | 104
105023 | W157_T | ISONE | 101 | 115 | 104
105056 | BRIDGE ST_T | ISONE | 101 | 115 | 104
105095 | ES_Y151_NGR | ISONE | 101 | 115 | 104
105111 | GRWDIX_OH | ISONE | 101 | 34.5 | 104
105121 | GW_FSH_J3 | ISONE | 101 | 34.5 | 104
105130 | GW_OWL_J4 | ISONE | 101 | 34.5 | 104
105133 | GW_OWL_J3 | ISONE | 101 | 34.5 | 104
105136 | GW_OWL_J2 | ISONE | 101 | 34.5 | 104
105141 | GW_OWL_J1 | ISONE | 101 | 34.5 | 104
105195 | JERICHO_P | ISONE | 101 | 34.5 | 104
105286 | GROTON SYS | ISONE | 101 | 34.5 | 104
105348 | NEWPORT_NH | ISONE | 101 | 34.5 | 104
105882 | MINES FALLS | ISONE | 101 | 34.5 | 104
106000 | STR_132 | ISONE | 101 | 46 | 105
106001 | CHARLESTWN | ISONE | 101 | 46 | 105
106025 | PATTONVILLE | ISONE | 101 | 34.5 | 105
106032 | MONROE 3318 | ISONE | 101 | 34.5 | 105
106038 | BUFFAM RD | ISONE | 101 | 34.5 | 105
106052 | SPICKET_TP76 | ISONE | 101 | 23 | 105
106053 | AM PAPER | ISONE | 101 | 34.5 | 105
107240 | MOSHERS_TAP | ISONE | 101 | 115 | 107
107326 | HG_CONVRTR_N | ISONE | 101 | 120 | 107
107340 | NE_1429_HQ | ISONE | 101 | 120 | 107 |  |  |  | 44.9404 | -73.0515
107350 | ST ALBANS_TP | ISONE | 101 | 115 | 107
107440 | NE_PV20_NY | ISONE | 101 | 115 | 107
107485 | ESSEX_TAP | ISONE | 101 | 115 | 107
107500 | IBM K21_TAP | ISONE | 101 | 115 | 107
107520 | IBM K24_TAP | ISONE | 101 | 115 | 107
107665 | DUXBURY SWCH | ISONE | 101 | 115 | 107
107751 | NE_K7_NY | ISONE | 101 | 115 | 107 |  |  |  | 43.5762 | -73.2332
107911 | NGR_N186_VEL | ISONE | 101 | 115 | 107
107931 | NE_K6_NY | ISONE | 101 | 115 | 107
108005 | PUTNEY | ISONE | 101 | 69 | 107
108025 | MOORE_TAP | ISONE | 101 | 69 | 107
108045 | N BRTTLBRO_T | ISONE | 101 | 69 | 107
108061 | S BRTTLBRO_T | ISONE | 101 | 69 | 107
108070 | CVPS_Y25_NGR | ISONE | 101 | 69 | 107
108103 | ALBSWN_TP | ISONE | 101 | 46 | 107
108111 | SV43M49_TAP | ISONE | 101 | 46 | 107
108113 | SWANTON_TAP | ISONE | 101 | 46 | 107
108116 | MISSISQUOI P | ISONE | 101 | 46 | 107
108123 | KILLBURN | ISONE | 101 | 46 | 107
108128 | WC1_IP1 | ISONE | 101 | 46 | 107
108129 | WC2_IP2 | ISONE | 101 | 46 | 107
108130 | WC3_IP3 | ISONE | 101 | 46 | 107
108132 | SOUTH BAY 2 | ISONE | 101 | 46 | 107
108136 | MOSHERS_TAP | ISONE | 101 | 46 | 107
108145 | CROSSROADS | ISONE | 101 | 46 | 107
108156 | RANDOLPH_TAP | ISONE | 101 | 46 | 107
108158 | RANDOLPH | ISONE | 101 | 46 | 107
108162 | W PLASTICS | ISONE | 101 | 46 | 107
108166 | ROCHESTER_TP | ISONE | 101 | 46 | 107
108170 | GAYSVILLE | ISONE | 101 | 46 | 107
108180 | STOCKBRDGE_T | ISONE | 101 | 46 | 107
108195 | HARTFORD_TP | ISONE | 101 | 46 | 107
108215 | BRADFORD_TAP | ISONE | 101 | 46 | 107
108220 | NEWBURY_TAP | ISONE | 101 | 46 | 107
108225 | WOODSVILLE_T | ISONE | 101 | 46 | 107
108226 | WOODSVILLE | ISONE | 101 | 46 | 107
108240 | GMP_SW_711 | ISONE | 101 | 46 | 107
108255 | WOODSTOCK_TP | ISONE | 101 | 46 | 107
108267 | CLARE_PV_POI | ISONE | 101 | 46 | 107
108270 | HIGHBRIDGE | ISONE | 101 | 46 | 107
108272 | CLARMT PAPER | ISONE | 101 | 46 | 107
108276 | COY PAPER | ISONE | 101 | 46 | 107
108280 | MAPLE AVE_TP | ISONE | 101 | 46 | 107
108285 | C S W_TAP | ISONE | 101 | 46 | 107
108286 | CLAR S WASTE | ISONE | 101 | 46 | 107
108290 | TEMPLE E_TAP | ISONE | 101 | 46 | 107
108291 | RIVER ROAD | ISONE | 101 | 46 | 107
108295 | JOY MFG2 | ISONE | 101 | 46 | 107
108310 | N SPRNGFD_TP | ISONE | 101 | 46 | 107
108315 | RIVERSIDE_TP | ISONE | 101 | 46 | 107
108325 | POLE 170 | ISONE | 101 | 46 | 107
108330 | BROWNSVIL_TP | ISONE | 101 | 46 | 107
108340 | CHESTER_TAP | ISONE | 101 | 46 | 107
108355 | WALLNGFD_TAP | ISONE | 101 | 46 | 107
108365 | GEN ELEC_TAP | ISONE | 101 | 46 | 107
108366 | GEN ELECTRIC | ISONE | 101 | 46 | 107
108368 | PATCH HYDR_T | ISONE | 101 | 46 | 107
108372 | LEICESTER_TP | ISONE | 101 | 46 | 107
108385 | E RUTLAND_TP | ISONE | 101 | 46 | 107
108395 | GLEN HYDRO_T | ISONE | 101 | 46 | 107
108400 | EVERGR_T | ISONE | 101 | 46 | 107
108405 | MENDON_TAP | ISONE | 101 | 46 | 107
108413 | SMEAD ROAD | ISONE | 101 | 46 | 107
108426 | AGRIMARK_TAP | ISONE | 101 | 46 | 107
108427 | AGRIMARK | ISONE | 101 | 46 | 107
108440 | BARTON_TAP | ISONE | 101 | 46 | 107
108442 | BURTN HIL BT | ISONE | 101 | 46 | 107
108444 | BARTON_B | ISONE | 101 | 46 | 107
108456 | DANBY | ISONE | 101 | 46 | 107
108458 | S MIDLBY JCT | ISONE | 101 | 46 | 107
108459 | Q763_TAP | ISONE | 101 | 46 | 107
108460 | PROCTOR_TP | ISONE | 101 | 46 | 107
108466 | MARBLE ST | ISONE | 101 | 46 | 107
108478 | FAIR HAVEN_T | ISONE | 101 | 46 | 107
108480 | POULTNEY_TAP | ISONE | 101 | 46 | 107
108483 | S POULTNEY_T | ISONE | 101 | 46 | 107
108484 | FAIRHAVN POI | ISONE | 101 | 46 | 107
108491 | SILK ROAD_TP | ISONE | 101 | 46 | 107
108497 | S BENNING_TP | ISONE | 101 | 46 | 107
108501 | MILL ST_TAP | ISONE | 101 | 46 | 107
108503 | LYONS ST_TP | ISONE | 101 | 46 | 107
108505 | BROMLEY_TAP | ISONE | 101 | 46 | 107
108508 | SHAFT_PV_POI | ISONE | 101 | 46 | 107
108513 | WALLACE COMP | ISONE | 101 | 46 | 107
108514 | WALLACE CO_T | ISONE | 101 | 46 | 107
108516 | S SHAFT_TAP | ISONE | 101 | 46 | 107
108520 | LONDONDERY_T | ISONE | 101 | 46 | 107
108522 | JAMAICA_TAP | ISONE | 101 | 46 | 107
108547 | ST J CNTR_T | ISONE | 101 | 34.5 | 107
108548 | FAIRBANKS_T | ISONE | 101 | 34.5 | 107
108552 | LYNDVL GOAB | ISONE | 101 | 34.5 | 107
108553 | LYN IND PARK | ISONE | 101 | 34.5 | 107
108565 | SNOWSHED | ISONE | 101 | 34.5 | 107
108570 | WELDEN ST | ISONE | 101 | 34.5 | 107
108571 | W FORD VEC11 | ISONE | 101 | 34.5 | 107
108572 | W MILTON_TAP | ISONE | 101 | 34.5 | 107
108574 | VEC1_TAP | ISONE | 101 | 34.5 | 107
108575 | WYETH_TAP | ISONE | 101 | 34.5 | 107
108576 | WYETH | ISONE | 101 | 34.5 | 107
108583 | EVEREADY | ISONE | 101 | 34.5 | 107
108584 | NATL CARBD_T | ISONE | 101 | 34.5 | 107
108585 | HUSKY_TAP | ISONE | 101 | 34.5 | 107
108587 | BALLARD ROAD | ISONE | 101 | 34.5 | 107
108588 | N ST ALBANS | ISONE | 101 | 34.5 | 107
108589 | FAIRFAX VEC1 | ISONE | 101 | 34.5 | 107
108591 | GEORGIA_TAP | ISONE | 101 | 34.5 | 107
108593 | NO ELM ST_TP | ISONE | 101 | 34.5 | 107
108596 | PLSNT VL VEC | ISONE | 101 | 34.5 | 107
108598 | UNDRHIL VEC4 | ISONE | 101 | 34.5 | 107
108599 | VEC4_TAP | ISONE | 101 | 34.5 | 107
108601 | E FRFX VEC12 | ISONE | 101 | 34.5 | 107
108602 | JEFFSNVLE_TP | ISONE | 101 | 34.5 | 107
108606 | BARKER TAP | ISONE | 101 | 34.5 | 107
108607 | ST JOHNS TAP | ISONE | 101 | 34.5 | 107
108609 | GMP_3386_NG | ISONE | 101 | 34.5 | 107
108610 | EDEN CORNR_T | ISONE | 101 | 34.5 | 107
108612 | N HYDE PK_TP | ISONE | 101 | 34.5 | 107
108617 | MILLER_TP | ISONE | 101 | 34.5 | 107
108619 | PRAT&REID_TP | ISONE | 101 | 34.5 | 107
108621 | MORSVL14_TAP | ISONE | 101 | 34.5 | 107
108625 | MORRISVILL 6 | ISONE | 101 | 34.5 | 107
108629 | WALDEN_TAP | ISONE | 101 | 34.5 | 107
108631 | MORETOWN WEC | ISONE | 101 | 34.5 | 107
108632 | MT KNOX WEC | ISONE | 101 | 34.5 | 107
108640 | WATERFORD | ISONE | 101 | 34.5 | 107
108650 | NORTH END_TP | ISONE | 101 | 34.5 | 107
108652 | SOUTH END_TP | ISONE | 101 | 34.5 | 107
108654 | BLUSHHILL SW | ISONE | 101 | 34.5 | 107
108656 | BARRE GMP | ISONE | 101 | 34.5 | 107
108661 | SO BARRE SW | ISONE | 101 | 34.5 | 107
108665 | LEGARE | ISONE | 101 | 34.5 | 107
108667 | GRANITVL WEC | ISONE | 101 | 34.5 | 107
108669 | DANVILLE WEC | ISONE | 101 | 34.5 | 107
108675 | MNTNVIEW_TAP | ISONE | 101 | 34.5 | 107
108682 | E MONTPLRWEC | ISONE | 101 | 34.5 | 107
108693 | MRTWN GEN_TP | ISONE | 101 | 34.5 | 107
108700 | DUXBURY SW | ISONE | 101 | 34.5 | 107
108716 | HINESBRG VEC | ISONE | 101 | 34.5 | 107
108726 | 33Y4 | ISONE | 101 | 34.5 | 107
108727 | 33Y3 | ISONE | 101 | 34.5 | 107
108750 | AIRPORT_TAP | ISONE | 101 | 34.5 | 107
108765 | MCNL_46Y1_TP | ISONE | 101 | 34.5 | 107
108790 | IROQUOIS_TAP | ISONE | 101 | 34.5 | 107
108805 | ETHAN_36Y5 | ISONE | 101 | 34.5 | 107
108821 | LECLAIR | ISONE | 101 | 34.5 | 107
108840 | QCITY_32Y5 | ISONE | 101 | 34.5 | 107
108855 | BELVIDERE | ISONE | 101 | 34.5 | 107
108860 | BEN&JERRY_TP | ISONE | 101 | 34.5 | 107
108861 | CLARK FALL_T | ISONE | 101 | 34.5 | 107
108867 | BED_6012 | ISONE | 101 | 13.8 | 107
108869 | BED_P2326 | ISONE | 101 | 13.8 | 107
108873 | BED_P4143 | ISONE | 101 | 13.8 | 107
108875 | BED_WINOOSKI | ISONE | 101 | 13.8 | 107
108877 | BED_P2670 | ISONE | 101 | 13.8 | 107
108878 | BED_P5007 | ISONE | 101 | 13.8 | 107
108880 | BED_Q CITY | ISONE | 101 | 13.8 | 107
108881 | BED_P564 | ISONE | 101 | 13.8 | 107
108882 | BED_P638 | ISONE | 101 | 13.8 | 107
108887 | BED_P1125 | ISONE | 101 | 13.8 | 107
108888 | BED_6019 | ISONE | 101 | 13.8 | 107
108903 | GREAT FALLS | ISONE | 101 | 12.47 | 107
108936 | SEARS WIND_T | ISONE | 101 | 12.47 | 107
109296 | SEARS WIND_E | ISONE | 101 | 12.47 | 107
109297 | SEARS WIND_W | ISONE | 101 | 12.47 | 107
109518 | SEARS WND_TP | ISONE | 101 | 69 | 108
109576 | VERNON TAP | ISONE | 101 | 69 | 108
109912 | VTNH_34_1 | ISONE | 101 | 34.5 | 109
109913 | NEP-BARNET | ISONE | 101 | 34.5 | 109
110773 | NEA 336 TAP | ISONE | 101 | 345 | 110 |  |  |  | 42.1093 | -71.4518
110782 | JORDAN ROAD | ISONE | 101 | 345 | 110 |  |  |  | 41.8821 | -70.6562
110797 | NORWOOD TAP9 | ISONE | 101 | 115 | 110
110802 | READING M139 | ISONE | 101 | 115 | 110
110803 | READING N140 | ISONE | 101 | 115 | 110
110854 | WASH_TAP 510 | ISONE | 101 | 115 | 110 |  |  |  | 42.3316 | -71.1109
110855 | WASH_TAP 511 | ISONE | 101 | 115 | 110 |  |  |  | 42.3316 | -71.1109
110905 | E.WEYMTH 503 | ISONE | 101 | 115 | 110
110906 | E.WEYMTH 508 | ISONE | 101 | 115 | 110
110909 | UG-OH_502 | ISONE | 101 | 115 | 110
110910 | UG-OH_503 | ISONE | 101 | 115 | 110
110920 | CANTON 508_T | ISONE | 101 | 115 | 110
110952 | UG-OH_508 | ISONE | 101 | 115 | 110
110953 | UG-OH_509 | ISONE | 101 | 115 | 110
111052 | NRWD_502 | ISONE | 101 | 115 | 110
111053 | CANT_502 | ISONE | 101 | 115 | 110
111055 | SHARON508 | ISONE | 101 | 115 | 110
111056 | SHARON509 | ISONE | 101 | 115 | 110
111057 | SHARON_502 | ISONE | 101 | 115 | 110
111102 | SWIFTS BEACH | ISONE | 101 | 115 | 110
111109 | PROSPECT 2 | ISONE | 101 | 13.8 | 110
111124 | KENDALL JET | ISONE | 101 | 13.8 | 110
111138 | SEMASS TAP | ISONE | 101 | 115 | 110
111203 | DENNIS_TP118 | ISONE | 101 | 115 | 110
111207 | HARWICH_T139 | ISONE | 101 | 115 | 110
111217 | BOURNE | ISONE | 101 | 115 | 110 |  |  |  | 41.7829 | -70.6013
111241 | ELM ROAD | ISONE | 101 | 23 | 110
111242 | OAK BLF HOSP | ISONE | 101 | 23 | 110
111253 | OAK BLUFFS | ISONE | 101 | 23 | 110
111311 | IND PRK 111 | ISONE | 101 | 13.2 | 110
111312 | IND PRK 112 | ISONE | 101 | 13.2 | 110
111352 | QP624_LF_2 | ISONE | 101 | 220 | 110
111353 | QP624_LF_1 | ISONE | 101 | 220 | 110
111644 | READING MUNI | ISONE | 101 | 115 | 110
111655 | ES211-503RM | ISONE | 101 | 115 | 110
111656 | ES211-504RM | ISONE | 101 | 115 | 110
111717 | PLAIN STREET | ISONE | 101 | 115 | 110
111718 | MIDDLE ST | ISONE | 101 | 115 | 110
111720 | CHURCH HILL | ISONE | 101 | 115 | 110
113010 | E131 TAP | ISONE | 101 | 115 | 111
113016 | WENDELL A127 | ISONE | 101 | 115 | 111
113024 | SHAKER TAP | ISONE | 101 | 69 | 111
113028 | DEERFLD 3_F6 | ISONE | 101 | 69 | 111
113043 | DEERFLD 3_E5 | ISONE | 101 | 69 | 111
113088 | LENOX DEP 1 | ISONE | 101 | 23 | 111
113089 | LENOX DEP 2 | ISONE | 101 | 23 | 111
113110 | CABOT B128_T | ISONE | 101 | 115 | 111
113116 | CABOT_T A127 | ISONE | 101 | 115 | 111
113121 | HOOSAC WNDF | ISONE | 101 | 34.5 | 111
113264 | MILLBURY | ISONE | 101 | 345 | 111 |  |  |  | 42.1917 | -71.7427
113277 | BLOOMNGDL TP | ISONE | 101 | 115 | 111
113281 | E.WNCH_J136N | ISONE | 101 | 115 | 111
113297 | E.WNCH_I135 | ISONE | 101 | 115 | 111
113323 | CHARLTON T98 | ISONE | 101 | 69 | 111
113341 | OAKDALE_A53 | ISONE | 101 | 69 | 111
113343 | JAMES RIVER | ISONE | 101 | 69 | 111
113351 | WESTMNSTR_A1 | ISONE | 101 | 69 | 111
113352 | WESTMNSTR_B2 | ISONE | 101 | 69 | 111
113353 | PROSPECT_U21 | ISONE | 101 | 69 | 111
113401 | GRAFTON ST | ISONE | 101 | 13.8 | 111
113869 | SUMMER ST GT | ISONE | 101 | 69 | 111
113870 | RIVER TAP 2 | ISONE | 101 | 69 | 111
113872 | BEECH TAP 1 | ISONE | 101 | 69 | 111
113873 | CANTON TAP1 | ISONE | 101 | 69 | 111
113874 | CANTON TAP2 | ISONE | 101 | 69 | 111
113875 | RIVER TAP 1 | ISONE | 101 | 69 | 111
113876 | BEECH TAP 2 | ISONE | 101 | 69 | 111
113878 | RIVER TAP 3 | ISONE | 101 | 69 | 111
113951 | TEWKSBURY | ISONE | 101 | 345 | 111 |  |  |  | 42.6228 | -71.2423
113956 | N WOBURN40_T | ISONE | 101 | 115 | 111
113957 | N WOBURN39_T | ISONE | 101 | 115 | 111
113964 | LENERGIA TAP | ISONE | 101 | 115 | 111
113968 | BILERCA 37_T | ISONE | 101 | 115 | 111
113969 | BILERCA 39_T | ISONE | 101 | 115 | 111
113970 | DRACUT JCT | ISONE | 101 | 115 | 111
113977 | KING ST 54_T | ISONE | 101 | 115 | 111
113978 | KING ST 55_T | ISONE | 101 | 115 | 111
113988 | TWKSBRY 64_J | ISONE | 101 | 115 | 111
113989 | TWKSBRY 51_J | ISONE | 101 | 115 | 111
114037 | MILL ST 2373 | ISONE | 101 | 23 | 111
114038 | GEORGETWN 94 | ISONE | 101 | 23 | 111
114040 | METHUEN J_76 | ISONE | 101 | 23 | 111
114041 | METHUEN J_53 | ISONE | 101 | 23 | 111
114053 | QUEBEC_23 | ISONE | 101 | 23 | 111
114054 | WARD HILL | ISONE | 101 | 23 | 111
114071 | SNDYPD HVDC1 | ISONE | 101 | 345 | 111 |  |  |  | 42.5684 | -71.5304
114072 | SNDYPD HVDC2 | ISONE | 101 | 345 | 111 |  |  |  | 42.5684 | -71.5304
114368 | MERRIMAC | ISONE | 101 | 23 | 111
114378 | GEORGETOWN | ISONE | 101 | 23 | 111
114379 | SEARLE ST_76 | ISONE | 101 | 23 | 111
114380 | SEARLE ST_94 | ISONE | 101 | 23 | 111
114392 | ROWLEY_94 | ISONE | 101 | 23 | 111
114393 | ROWLEY_73 | ISONE | 101 | 23 | 111
114402 | MELROSE TAP | ISONE | 101 | 115 | 111
114413 | NORTH RVR_54 | ISONE | 101 | 115 | 111
114414 | NORTH RVR_55 | ISONE | 101 | 115 | 111
114444 | GATEWAY 37_T | ISONE | 101 | 23 | 111
114464 | SALEM HRBR B | ISONE | 101 | 23 | 111
114728 | MARBLEHEAD A | ISONE | 101 | 23 | 111
114729 | MARBLEHEAD B | ISONE | 101 | 23 | 111
114746 | DEPOT ST29_T | ISONE | 101 | 115 | 111
114747 | DEPOT ST30_T | ISONE | 101 | 115 | 111
114751 | MANSFLD 81_T | ISONE | 101 | 115 | 111
114752 | MANSFLD 82_T | ISONE | 101 | 115 | 111
114759 | WHITNSPD43_T | ISONE | 101 | 115 | 111
114770 | WHITNSPD44_T | ISONE | 101 | 115 | 111
114845 | MLFD PWR29_T | ISONE | 101 | 115 | 111
114846 | MLFD PWR30_T | ISONE | 101 | 115 | 111
115000 | NG_Q117_VEL | ISONE | 101 | 115 | 111
115005 | NE_E205W_NY | ISONE | 101 | 230 | 111
115007 | NGR_323_NST | ISONE | 101 | 345 | 111
115008 | NST_331_NGR | ISONE | 101 | 345 | 111
115010 | NGR_338_NST | ISONE | 101 | 345 | 111
115012 | NGR_344_NST | ISONE | 101 | 345 | 111
115013 | NGR_356_NST | ISONE | 101 | 345 | 111
115014 | NGR_357_NST | ISONE | 101 | 345 | 111
115024 | NST_C129N_NG | ISONE | 101 | 115 | 111
115026 | NG201-501NST | ISONE | 101 | 115 | 111
115027 | NG513-507NST | ISONE | 101 | 115 | 111
115028 | NGR_D21_NST | ISONE | 101 | 115 | 111
115029 | NGR_M139_NST | ISONE | 101 | 115 | 111
115030 | NGR_N140_NST | ISONE | 101 | 115 | 111
115031 | NG423-515NST | ISONE | 101 | 115 | 111
115032 | NG128-518NST | ISONE | 101 | 115 | 111
115033 | NG488-518NST | ISONE | 101 | 115 | 111
115034 | NST488-518NG | ISONE | 101 | 115 | 111
115036 | NGR_331_NST | ISONE | 101 | 345 | 111
115039 | NGR_N166_HLP | ISONE | 101 | 115 | 111
115040 | NGR_H160_HLP | ISONE | 101 | 115 | 111
115046 | OH-UG_O-167 | ISONE | 101 | 115 | 111
115448 | BELMONT_F19 | ISONE | 101 | 115 | 111
115450 | E BRGWTR_E20 | ISONE | 101 | 115 | 111
115457 | STOUGHTON_TP | ISONE | 101 | 115 | 111
115694 | NGR_E1_MGE | ISONE | 101 | 115 | 111
115695 | NGR_M1_MGE | ISONE | 101 | 115 | 111
115711 | SOMERSET | ISONE | 101 | 115 | 111
115715 | BENT RD_L14 | ISONE | 101 | 115 | 111
115717 | BENT RD_M13 | ISONE | 101 | 115 | 111
115718 | TIVERTN 13_T | ISONE | 101 | 115 | 111
115719 | TIVERTN 14_T | ISONE | 101 | 115 | 111
115743 | GRAND ARMY | ISONE | 101 | 115 | 111
115744 | Z1_TAP | ISONE | 101 | 115 | 111
115745 | Y2_TAP | ISONE | 101 | 115 | 111
115747 | NGR_114_NST | ISONE | 101 | 115 | 111
116034 | NE_393_NY | ISONE | 101 | 345 | 112
116059 | ES_301_NGR | ISONE | 101 | 345 | 112
116070 | NU_3419_NU | ISONE | 101 | 345 | 112
116092 | ES_3216_ES | ISONE | 101 | 345 | 112
116116 | ES_X176_NGR | ISONE | 101 | 115 | 112
116125 | ES_1930_EP | ISONE | 101 | 115 | 112
116126 | ES_1935_EP | ISONE | 101 | 115 | 112
116127 | ES_1940_EP | ISONE | 101 | 115 | 112
116128 | SHAWINIGAN | ISONE | 101 | 115 | 112
116135 | ES_1904_CELD | ISONE | 101 | 115 | 112
116137 | CADWELL | ISONE | 101 | 115 | 112
116172 | NU_1976_NU | ISONE | 101 | 115 | 112
116176 | NU_1394_NU | ISONE | 101 | 115 | 112
116183 | NU_1858-1_NU | ISONE | 101 | 115 | 112
116184 | NU_1858-2_NU | ISONE | 101 | 115 | 112
116185 | NU_1858-3_NU | ISONE | 101 | 115 | 112
116186 | NU_1858-4_NU | ISONE | 101 | 115 | 112
116208 | NU_1768-1_NU | ISONE | 101 | 115 | 112
116251 | NU_637_NU | ISONE | 101 | 69 | 112
116254 | POCHASSIC SS | ISONE | 101 | 115 | 112
116340 | ES_F132_NGR | ISONE | 101 | 115 | 112
116344 | NORTH | ISONE | 101 | 115 | 112
116348 | OSWALD_J | ISONE | 101 | 115 | 112
116368 | GRANVILLE_J | ISONE | 101 | 115 | 112
116376 | NU_1768-2_NU | ISONE | 101 | 115 | 112
116380 | SHELBURNE | ISONE | 101 | 69 | 112
117009 | FARNUM_TAP | ISONE | 101 | 115 | 114
117314 | DAVISVIL90_T | ISONE | 101 | 115 | 114 |  |  |  | 41.5926 | -71.4352
117318 | PONTIACAV_88 | ISONE | 101 | 115 | 114
117324 | DAVISVIL85_T | ISONE | 101 | 115 | 114
117330 | JOHNSTON_171 | ISONE | 101 | 115 | 114
117331 | JOHNSTON_172 | ISONE | 101 | 115 | 114
117333 | PHILLIP 83_T | ISONE | 101 | 115 | 114
117335 | PONTIACAV_87 | ISONE | 101 | 115 | 114
117340 | WARREN_83 | ISONE | 101 | 115 | 114
117341 | WARREN_84 | ISONE | 101 | 115 | 114
117351 | HARTFORD AVE | ISONE | 101 | 115 | 114 |  |  |  | 41.8277 | -71.5193
117358 | AMTRAK_187 | ISONE | 101 | 115 | 114
117359 | AMTRAK_188 | ISONE | 101 | 115 | 114
117481 | COVENTRY | ISONE | 101 | 23 | 114
117482 | RI_WED_TAP | ISONE | 101 | 23 | 114
117487 | HOPE | ISONE | 101 | 23 | 114
117488 | HOPE_TAP | ISONE | 101 | 23 | 114
117489 | SCIT_TAP | ISONE | 101 | 23 | 114
117496 | BLOCK ISLAND | ISONE | 101 | 34.5 | 114 |  |  |  | 41.1669 | -71.5884
117497 | BIPCO | ISONE | 101 | 34.5 | 114
117498 | DILLON | ISONE | 101 | 34.5 | 114
117534 | RVWND_TJB1 | ISONE | 101 | 275 | 114
117535 | RVWND_LF1 | ISONE | 101 | 275 | 114
117546 | RVWND_TJB2 | ISONE | 101 | 275 | 114
117547 | RVWND_LF2 | ISONE | 101 | 275 | 114
118170 | PASCOAG | ISONE | 101 | 14 | 114
118177 | DEXTER E | ISONE | 101 | 115 | 114
118196 | NAVY CHP | ISONE | 101 | 13.8 | 114
118197 | SOLAR BRKR | ISONE | 101 | 23 | 114
119012 | ES_341_NGR | ISONE | 101 | 345 | 116
119025 | ES_347_NGR | ISONE | 101 | 345 | 116
119057 | ES_3271_UI | ISONE | 101 | 345 | 116
119058 | UI_3271_ES | ISONE | 101 | 345 | 116
119080 | ES_3642_UI | ISONE | 101 | 345 | 116
119081 | UI_3642_ES | ISONE | 101 | 345 | 116
119118 | ES_3216_UI | ISONE | 101 | 345 | 116
119123 | UI_3216_ES | ISONE | 101 | 345 | 116
119142 | SCOVILLE RCK | ISONE | 101 | 345 | 116 |  |  |  | 41.5104 | -72.5697
119259 | LONG MTN | ISONE | 101 | 345 | 116 |  |  |  | 41.6204 | -73.4422
119272 | NE_398_NY | ISONE | 101 | 345 | 116 |  |  |  | 43.1982 | -70.8635
119311 | HOYTS HILL | ISONE | 101 | 345 | 116 |  |  |  | 41.2708 | -73.4319
119324 | ARCHERS LANE | ISONE | 101 | 345 | 116
119376 | ES_387_UI | ISONE | 101 | 345 | 116
119402 | ES_3165_UI | ISONE | 101 | 345 | 116
119415 | ES_3619_UI | ISONE | 101 | 345 | 116
119523 | EXETER_T | ISONE | 101 | 115 | 116
119532 | EXETER | ISONE | 101 | 115 | 116
119559 | FRYBROOK05_T | ISONE | 101 | 115 | 116
119571 | FRYBROOK07_T | ISONE | 101 | 115 | 116
119634 | LEDYARD_J | ISONE | 101 | 69 | 116
119637 | ES_400_CMEC | ISONE | 101 | 69 | 116
119649 | ES_1410_CMEC | ISONE | 101 | 115 | 116
119655 | ES_1280_CMEC | ISONE | 101 | 115 | 116
119664 | WHIPPLE_J | ISONE | 101 | 115 | 116
119691 | ES_1814_NGR | ISONE | 101 | 115 | 116
119736 | COHANZIE_J | ISONE | 101 | 115 | 116
119759 | 1605_T | ISONE | 101 | 115 | 116
119813 | SKUNGAMAUG_T | ISONE | 101 | 69 | 116
119894 | LISBON_T | ISONE | 101 | 115 | 116
119930 | WAWECUS_J | ISONE | 101 | 115 | 116
119966 | DUDLEY_T | ISONE | 101 | 115 | 116
119970 | CMEC_1000_ES | ISONE | 101 | 115 | 116
120092 | 1775_T | ISONE | 101 | 115 | 116
120101 | 1786_T | ISONE | 101 | 115 | 116
120146 | CDEC_T | ISONE | 101 | 115 | 116
120173 | BLOOMFIELD_J | ISONE | 101 | 115 | 116
120218 | P&W AIRCRAFT | ISONE | 101 | 115 | 116
120326 | WEINGART R_J | ISONE | 101 | 115 | 116
120389 | NE_690_NY | ISONE | 101 | 69 | 116
120425 | LAKE AVE_J | ISONE | 101 | 115 | 116
120479 | RESERVOIR_J | ISONE | 101 | 115 | 116
120533 | BURRITT | ISONE | 101 | 69 | 116
120542 | LUCCHINI_J | ISONE | 101 | 115 | 116
120677 | ES_1537_UI | ISONE | 101 | 115 | 116
120684 | UI_1537_ES | ISONE | 101 | 115 | 116
120686 | BRANFORD RR | ISONE | 101 | 115 | 116
120695 | ES_1460_UI | ISONE | 101 | 115 | 116
120704 | ES_1655_UI | ISONE | 101 | 115 | 116
120731 | ES_1630_CMEC | ISONE | 101 | 115 | 116
120758 | ES_1208_WAL | ISONE | 101 | 115 | 116
120767 | ES_1640_WAL | ISONE | 101 | 115 | 116
120776 | GLEN LAKE_J | ISONE | 101 | 115 | 116
120785 | ES_1610-2_UI | ISONE | 101 | 115 | 116
120794 | ES_1610-3_UI | ISONE | 101 | 115 | 116
120803 | ES_1685_UI | ISONE | 101 | 115 | 116
120875 | TRUMBULL_J | ISONE | 101 | 115 | 116
120956 | NOERA ST50_T | ISONE | 101 | 115 | 116
120965 | NOERA ST63_T | ISONE | 101 | 115 | 116
121028 | BALDWIN 29_T | ISONE | 101 | 115 | 116
121037 | BALDWIN 40_T | ISONE | 101 | 115 | 116
121100 | DERBY 1560_J | ISONE | 101 | 115 | 116
121109 | DERBY 1808_J | ISONE | 101 | 115 | 116
121230 | BROOKFIELD_J | ISONE | 101 | 115 | 116
121289 | RIDGEFLD65_J | ISONE | 101 | 115 | 116
121346 | ES_1130_UI | ISONE | 101 | 115 | 116
121355 | ES_1430_UI | ISONE | 101 | 115 | 116
121373 | SASCO CREEK | ISONE | 101 | 115 | 116
121391 | ELY AVENUE | ISONE | 101 | 115 | 116
121408 | NE_601_NY | ISONE | 101 | 138 | 116 |  |  |  | 41.0807 | -73.4289
121409 | NE_602_NY | ISONE | 101 | 138 | 116 |  |  |  | 41.0807 | -73.4289
121410 | NE_603_NY | ISONE | 101 | 138 | 116 |  |  |  | 41.0807 | -73.4289
121415 | ROWAYTON_T | ISONE | 101 | 115 | 116
121421 | FLAX HILL_T | ISONE | 101 | 115 | 116
121442 | GLENBROOK_T | ISONE | 101 | 115 | 116
121583 | FOXWOODS 43P | ISONE | 101 | 23 | 116
121744 | UCONN COGEN | ISONE | 101 | 13.8 | 116
123149 | SIKORSKY | ISONE | 101 | 13.8 | 117
123210 | MIX_AVE_R | ISONE | 101 | 115 | 117
123316 | BRPT RESCO_T | ISONE | 101 | 115 | 117
123617 | SEATAP-1710 | ISONE | 101 | 115 | 117
123618 | SEATAP-1697 | ISONE | 101 | 115 | 117
123775 | UNION AVENUE | ISONE | 101 | 115 | 117
125013 | MERRITT | NYISO | 7 | 115 | 154
125015 | AC CBLTP | NYISO | 7 | 115 | 154
125019 | CHAD.LAK | NYISO | 7 | 115 | 154
125021 | DC CBLTP | NYISO | 7 | 115 | 154
125023 | E.KINGST | NYISO | 7 | 115 | 154
125026 | FISHKILL | NYISO | 7 | 115 | 154
125027 | FORGEBRK | NYISO | 7 | 115 | 154
125029 | HIGHLAND | NYISO | 7 | 115 | 154
125031 | INWOOD | NYISO | 7 | 115 | 154
125032 | MARLDR115 | NYISO | 7 | 115 | 154
125034 | LINCOLN | NYISO | 7 | 115 | 154
125035 | LR CBLTP | NYISO | 7 | 115 | 154
125037 | MARLBORO | NYISO | 7 | 115 | 154
125038 | MILAN | NYISO | 7 | 115 | 154
125053 | TIORANDA | NYISO | 7 | 115 | 154
125055 | UNION AV | NYISO | 7 | 115 | 154
125058 | WICCOPEE | NYISO | 7 | 115 | 154
125059 | SPACKENK115 | NYISO | 7 | 115 | 154
125061 | HIGHF115 | NYISO | 7 | 115 | 154
125065 | GALE115 | NYISO | 7 | 115 | 154
125066 | SCHRADE | NYISO | 7 | 69 | 154
125067 | VAW | NYISO | 7 | 69 | 154
125068 | CLINTON | NYISO | 7 | 69 | 154
125069 | GREENFLD | NYISO | 7 | 69 | 154
125090 | BOULEVRD | NYISO | 7 | 69 | 154
125091 | CEMENTS | NYISO | 7 | 69 | 154
125094 | DASHVILE | NYISO | 7 | 69 | 154
125095 | E.PARK | NYISO | 7 | 69 | 154
125100 | GREENTAP | NYISO | 7 | 69 | 154
125101 | GRIMLEY | NYISO | 7 | 69 | 154
125103 | HONK FLS | NYISO | 7 | 69 | 154
125109 | HIBERNIA | NYISO | 7 | 69 | 154
125112 | MEYERS | NYISO | 7 | 69 | 154
125117 | NEVER TP | NYISO | 7 | 69 | 154
125121 | Q LNE TP | NYISO | 7 | 69 | 154
125122 | CH_NYSEG | NYISO | 7 | 69 | 154
125127 | SMITHFLD | NYISO | 7 | 69 | 154
125129 | STAATS 6 | NYISO | 7 | 69 | 154
125130 | PULLVERS | NYISO | 7 | 69 | 154
125131 | MILLRTON | NYISO | 7 | 69 | 154
125140 | STANFORD | NYISO | 7 | 69 | 154
125142 | W DEL 69 | NYISO | 7 | 69 | 154
125146 | WMTAP69 | NYISO | 7 | 69 | 154
125148 | GR_RD_TP | NYISO | 7 | 69 | 154
126010 | DUT.RES. | NYISO | 7 | 13.8 | 154
126249 | 26T | NYISO | 10 | 345 | 159 |  |  |  | 40.6169 | -74.1961
126263 | BUCHANAN S | NYISO | 8 | 345 | 167 |  |  |  | 41.2645 | -73.9472
126290 | LADENTWN | NYISO | 7 | 345 | 176 |  |  |  | 41.1838 | -74.0759
126333 | W59 GT1 TAP | NYISO | 10 | 13.8 | 159
126344 | W59TH GT1 | NYISO | 10 | 13.8 | 159
126350 | 38Q03 TAP | NYISO | 10 | 138 | 159
126422 | 38Q02 TAP | NYISO | 10 | 138 | 159
126423 | GLNDLE T3 | NYISO | 10 | 138 | 159
126442 | HG 1 | NYISO | 10 | 138 | 159
126445 | HG 4 | NYISO | 10 | 138 | 159
126485 | 38M12 TAP | NYISO | 10 | 138 | 159
126510 | 38W10 | NYISO | 9 | 138 | 169 |  |  |  | 40.9096 | -73.8267
126511 | 38W03 | NYISO | 9 | 138 | 169 |  |  |  | 40.9096 | -73.8267
126512 | 38W04 | NYISO | 9 | 138 | 169 |  |  |  | 40.9096 | -73.8267
126522 | 38W02 T | NYISO | 9 | 138 | 169
126523 | 38W13 T | NYISO | 9 | 138 | 169
126524 | 38W14 T | NYISO | 9 | 138 | 169
126525 | 38M04 T | NYISO | 10 | 138 | 159
126526 | 38M05 T | NYISO | 10 | 138 | 159
126528 | 38M03 T | NYISO | 10 | 138 | 159
126529 | 38M06 T | NYISO | 10 | 138 | 159
126535 | EAST75 TAP 1 | NYISO | 10 | 138 | 159
126536 | EAST75 TAP 4 | NYISO | 10 | 138 | 159
126537 | EAST75 TAP 3 | NYISO | 10 | 138 | 159
126548 | ASTOR T3 TAP | NYISO | 10 | 138 | 159
126549 | ASTOR T1 TAP | NYISO | 10 | 138 | 159
126551 | ASTOR T5 TAP | NYISO | 10 | 138 | 159 |  |  |  | 40.7877 | -73.9093
126571 | 38M21 T | NYISO | 10 | 138 | 159
126572 | 38M22 T | NYISO | 10 | 138 | 159
126573 | 38M23 T | NYISO | 10 | 138 | 159
126574 | 38M24 T | NYISO | 10 | 138 | 159
126588 | E74 GT1 | NYISO | 10 | 13.8 | 159
126589 | E74 GT2 | NYISO | 10 | 13.8 | 159
126697 | 59TH ST | NYISO | 10 | 13.8 | 159
126837 | 38Q01 TAP | NYISO | 10 | 138 | 159 |  |  |  | 40.7541 | -73.9387
126953 | EAST75 TAP 5 | NYISO | 10 | 138 | 159
128271 | ASTGT1 | NYISO | 10 | 13.8 | 159
128304 | POTHEAD1 | NYISO | 10 | 138 | 159
128305 | POTHEAD2 | NYISO | 10 | 138 | 159
128306 | POTHEAD3 | NYISO | 10 | 138 | 159
128699 | MILLW345_C1 | NYISO | 8 | 345 | 167
128700 | MILLW345_C2 | NYISO | 8 | 345 | 167
128830 | HMP HRBR | NYISO | 11 | 345 | 156
128842 | NEPTCONV | NYISO | 11 | 345 | 156
129265 | CARLE PL | NYISO | 11 | 138 | 156
129276 | FREEPORT | NYISO | 11 | 138 | 156 |  |  |  | 40.6564 | -73.5959
129288 | ROSLYN | NYISO | 11 | 138 | 156
129305 | LCST GRV | NYISO | 11 | 138 | 156
129321 | BAGATELLE | NYISO | 11 | 138 | 156 |  |  |  | 40.7715 | -73.3686
129324 | BETHPAGE | NYISO | 11 | 138 | 156
129337 | HAUPAGUE | NYISO | 11 | 138 | 156 |  |  |  | 40.8151 | -73.2697
129339 | KINGS | NYISO | 11 | 138 | 156 |  |  |  | 40.8136 | -73.2173
129351 | OAKWOOD | NYISO | 11 | 138 | 156
129433 | MILPLACE | NYISO | 11 | 138 | 156
129438 | NO.S.BCH | NYISO | 11 | 138 | 156
129454 | RONKONK | NYISO | 11 | 138 | 156
129488 | EDWRDSAV | NYISO | 11 | 138 | 156
129507 | CORONA | NYISO | 11 | 69 | 156
129516 | HEWLETT | NYISO | 11 | 69 | 156
129530 | CEDARHRST | NYISO | 11 | 69 | 156
129531 | WOODMERE | NYISO | 11 | 69 | 156
129540 | HERRICK | NYISO | 11 | 69 | 156
129546 | MALVERN | NYISO | 11 | 69 | 156
129549 | MNHASET | NYISO | 11 | 69 | 156
129552 | NRTHILL | NYISO | 11 | 69 | 156
129555 | PT.WASH | NYISO | 11 | 69 | 156
129558 | SPERRY | NYISO | 11 | 69 | 156
129562 | W.HEMP 2 | NYISO | 11 | 69 | 156
129572 | BALDWIN1 | NYISO | 11 | 69 | 156
129574 | BARBCH | NYISO | 11 | 69 | 156
129576 | BRKVILLE | NYISO | 11 | 69 | 156
129578 | C.L.P. | NYISO | 11 | 69 | 156
129584 | GLEN HD | NYISO | 11 | 69 | 156
129592 | LAKEVIEW | NYISO | 11 | 69 | 156
129593 | HEMPSTEAD | NYISO | 11 | 69 | 156
129595 | LINDBERGH | NYISO | 11 | 69 | 156
129596 | NEWCASSL | NYISO | 11 | 69 | 156
129598 | ORCHARD | NYISO | 11 | 69 | 156
129602 | STWMANOR TAP | NYISO | 11 | 69 | 156
129604 | STWMANOR | NYISO | 11 | 69 | 156
129625 | JERICHO | NYISO | 11 | 69 | 156
129627 | LCST VLY | NYISO | 11 | 69 | 156
129629 | LEVITTWN | NYISO | 11 | 69 | 156
129633 | MEDBROOK | NYISO | 11 | 69 | 156
129635 | N.BELLMR | NYISO | 11 | 69 | 156
129637 | N.SO.RD. | NYISO | 11 | 69 | 156
129642 | OYSTRBAY | NYISO | 11 | 69 | 156
129644 | PLN TAP | NYISO | 11 | 69 | 156
129646 | PLNEDGE | NYISO | 11 | 69 | 156
129648 | PLNVIEW | NYISO | 11 | 69 | 156
129652 | WOODBURY | NYISO | 11 | 69 | 156
129665 | COMMACK | NYISO | 11 | 69 | 156
129674 | FLWRFLD | NYISO | 11 | 69 | 156
129680 | INDIANHD | NYISO | 11 | 69 | 156
129689 | PULASKI | NYISO | 11 | 69 | 156
129695 | SMITHTWN | NYISO | 11 | 69 | 156
129698 | STE SCHL | NYISO | 11 | 69 | 156
129701 | WOLFHILL | NYISO | 11 | 69 | 156
129714 | BABYLON | NYISO | 11 | 69 | 156
129720 | BOHEMIA | NYISO | 11 | 69 | 156
129734 | DEER PRK | NYISO | 11 | 69 | 156
129737 | GRT RVER | NYISO | 11 | 69 | 156
129740 | LNDNHRST | NYISO | 11 | 69 | 156
129744 | BERRY ST | NYISO | 11 | 69 | 156
129752 | PINELAWN | NYISO | 11 | 69 | 156
129755 | PINES | NYISO | 11 | 69 | 156
129758 | S.FARM1 | NYISO | 11 | 69 | 156
129759 | S.FARM2 | NYISO | 11 | 69 | 156
129762 | SAYVILLE | NYISO | 11 | 69 | 156
129768 | TECHPRK | NYISO | 11 | 69 | 156
129774 | W.BRNTWD | NYISO | 11 | 69 | 156
129788 | BNLBOOST | NYISO | 11 | 69 | 156
129792 | CNTREACH | NYISO | 11 | 69 | 156
129793 | SOUTH MANOR | NYISO | 11 | 69 | 156
129794 | CORAM | NYISO | 11 | 69 | 156
129800 | FIFTH AV | NYISO | 11 | 69 | 156
129801 | MEDFORD | NYISO | 11 | 69 | 156
129811 | HOLTSVIL | NYISO | 11 | 69 | 156
129815 | L.N.G. | NYISO | 11 | 69 | 156
129817 | MORICHES | NYISO | 11 | 69 | 156
129819 | MT.SINAI | NYISO | 11 | 69 | 156
129820 | W.BARTLETT | NYISO | 11 | 69 | 156
129825 | PECONIC | NYISO | 11 | 69 | 156
129830 | PTCHOGUE | NYISO | 11 | 69 | 156
129832 | RIDGE | NYISO | 11 | 69 | 156
129839 | TERYVIL | NYISO | 11 | 69 | 156
129841 | TUTHILL | NYISO | 11 | 69 | 156
129848 | W.YAPANK | NYISO | 11 | 69 | 156
129865 | CANAL SR | NYISO | 11 | 69 | 156
129866 | DEERFILD | NYISO | 11 | 69 | 156
129875 | QUOGUE | NYISO | 11 | 69 | 156
129882 | SHAMP 5 | NYISO | 11 | 69 | 156
129886 | SUFLKAIR | NYISO | 11 | 69 | 156
129888 | TEMPLE | NYISO | 11 | 69 | 156
129900 | ARVERNE | NYISO | 11 | 34.5 | 156
129901 | BROADWAY | NYISO | 11 | 34.5 | 156
129902 | CDRHRST | NYISO | 11 | 34.5 | 156
129903 | CEDARHRR | NYISO | 11 | 34.5 | 156
129904 | CEN. AVE | NYISO | 11 | 34.5 | 156
129908 | GRN ACRE | NYISO | 11 | 34.5 | 156
129909 | GREENTAP | NYISO | 11 | 34.5 | 156
129910 | HEWLTT | NYISO | 11 | 34.5 | 156
129911 | HEWLTTAP | NYISO | 11 | 34.5 | 156
129912 | HEWRR | NYISO | 11 | 34.5 | 156
129913 | TAPHCRR | NYISO | 11 | 34.5 | 156
129915 | LYNBROOK | NYISO | 11 | 34.5 | 156
129916 | LYNRR1 | NYISO | 11 | 34.5 | 156
129917 | LYNBK2RR | NYISO | 11 | 34.5 | 156
129918 | LYNPROS | NYISO | 11 | 34.5 | 156
129919 | TAPLYN | NYISO | 11 | 34.5 | 156
129920 | MAPLEAV | NYISO | 11 | 34.5 | 156
129921 | OCNSIDRR | NYISO | 11 | 34.5 | 156
129922 | PARK PL | NYISO | 11 | 34.5 | 156
129923 | PROSPECT | NYISO | 11 | 34.5 | 156
129926 | ROSED1RR | NYISO | 11 | 34.5 | 156
129927 | ROSED2RR | NYISO | 11 | 34.5 | 156
129928 | TAPROSE | NYISO | 11 | 34.5 | 156
129929 | TAPSW556 | NYISO | 11 | 34.5 | 156
129932 | VSTREMRR | NYISO | 11 | 34.5 | 156
129948 | BELLRR | NYISO | 11 | 34.5 | 156
129949 | BELLR2 | NYISO | 11 | 34.5 | 156
129951 | ELMONT | NYISO | 11 | 34.5 | 156
129952 | BELMONT | NYISO | 11 | 34.5 | 156
129953 | FLRL PK | NYISO | 11 | 34.5 | 156
129954 | FLRLPKRR | NYISO | 11 | 34.5 | 156
129956 | G.C.P. | NYISO | 11 | 34.5 | 156
129966 | BALDRR1 | NYISO | 11 | 34.5 | 156
129967 | BALDRR2 | NYISO | 11 | 34.5 | 156
129971 | FREERR1 | NYISO | 11 | 34.5 | 156
129972 | FREERR2 | NYISO | 11 | 34.5 | 156
129974 | GRNFIELD | NYISO | 11 | 34.5 | 156
129979 | OCNRR1 | NYISO | 11 | 34.5 | 156
129980 | OCNRR2 | NYISO | 11 | 34.5 | 156
129982 | OILCTYRR | NYISO | 11 | 34.5 | 156
129984 | RKVLCNTR | NYISO | 11 | 34.5 | 156
129986 | ROOSVELT | NYISO | 11 | 34.5 | 156
129988 | RVC RR | NYISO | 11 | 34.5 | 156
129995 | MDBRKRR1 | NYISO | 11 | 34.5 | 156
129996 | MDBRKRR2 | NYISO | 11 | 34.5 | 156
130013 | HALESITE | NYISO | 11 | 23 | 156
130014 | HUNT VLG | NYISO | 11 | 23 | 156
130015 | WEST NEK | NYISO | 11 | 23 | 156
130021 | CAPTREE | NYISO | 11 | 23 | 156
130022 | FAIR HBR | NYISO | 11 | 23 | 156
130023 | FI PINES | NYISO | 11 | 23 | 156
130024 | OCEANBCH | NYISO | 11 | 23 | 156
130025 | ROBRT MS | NYISO | 11 | 23 | 156
130030 | MASTIC | NYISO | 11 | 23 | 156
130032 | ORIENT | NYISO | 11 | 23 | 156
130033 | S.SHIR T | NYISO | 11 | 23 | 156
130034 | S.SHIRLY | NYISO | 11 | 23 | 156
130038 | AMGNST1 | NYISO | 11 | 23 | 156
130042 | CULLODEN | NYISO | 11 | 23 | 156
130044 | HERO | NYISO | 11 | 23 | 156
130045 | HTHR HIL | NYISO | 11 | 23 | 156
130047 | NAVY ROAD | NYISO | 11 | 23 | 156
130676 | RIVHEAD_RIV | NYISO | 11 | 138 | 156
130716 | Q535_COLL | NYISO | 11 | 34.5 | 156
130727 | Q695_CABL2 | NYISO | 11 | 138 | 156
130761 | AVOCA230 | NYISO | 3 | 230 | 150
130767 | STOLE230 | NYISO | 1 | 230 | 149
130772 | SHRED230 | NYISO | 3 | 230 | 150
130797 | E.SPR115 | NYISO | 5 | 115 | 151
130804 | DEL T115 | NYISO | 5 | 115 | 151
130818 | JONES115 | NYISO | 3 | 115 | 150
130823 | GUARD115 | NYISO | 3 | 115 | 150
130836 | N.WAV115 | NYISO | 3 | 115 | 150
130845 | RIDGT115 | NYISO | 3 | 115 | 150
130851 | SIDNT115 | NYISO | 5 | 115 | 151
130853 | A.LUD TP | NYISO | 1 | 115 | 149
130860 | YAWGER | NYISO | 3 | 115 | 150
130864 | WNDHT115 | NYISO | 5 | 115 | 151
130880 | AUBST115 | NYISO | 3 | 115 | 150
130881 | CLNTN115 | NYISO | 3 | 115 | 150
130887 | ALCO 34 | NYISO | 3 | 34.5 | 150
130888 | AUB LOW | NYISO | 3 | 34.5 | 150
130889 | AURORA34 | NYISO | 3 | 34.5 | 150
130890 | BUCKEYE | NYISO | 3 | 34.5 | 150
130891 | CAYUGA34 | NYISO | 3 | 34.5 | 150
130892 | CENTRPRT | NYISO | 3 | 34.5 | 150
130894 | CLNTNC34 | NYISO | 3 | 34.5 | 150
130895 | GOULDAUB | NYISO | 3 | 34.5 | 150
130896 | SNYDER G | NYISO | 3 | 34.5 | 150
130897 | FRANKLIN | NYISO | 3 | 34.5 | 150
130899 | GENOA TP | NYISO | 3 | 34.5 | 150
130900 | GENOA 34 | NYISO | 3 | 34.5 | 150
130903 | GREEN ST | NYISO | 3 | 34.5 | 150
130905 | JORDAN R | NYISO | 3 | 34.5 | 150
130906 | KING FER | NYISO | 3 | 34.5 | 150
130907 | MARCELUS | NYISO | 3 | 34.5 | 150
130908 | MARIETTA | NYISO | 3 | 34.5 | 150
130909 | MILLER T | NYISO | 3 | 34.5 | 150
130910 | NICHOLS | NYISO | 3 | 34.5 | 150
130912 | OTISCO T | NYISO | 3 | 34.5 | 150
130913 | OTISCO34 | NYISO | 3 | 34.5 | 150
130914 | P BRYON | NYISO | 3 | 34.5 | 150
130915 | SAVANNAH | NYISO | 3 | 34.5 | 150
130916 | MAPLETON | NYISO | 3 | 34.5 | 150
130917 | SCIPIO34 | NYISO | 3 | 34.5 | 150
130918 | SEWAGE34 | NYISO | 3 | 34.5 | 150
130921 | SWIFT ST | NYISO | 3 | 34.5 | 150
130922 | UNION SP | NYISO | 3 | 34.5 | 150
130923 | WARNERS | NYISO | 3 | 34.5 | 150
130924 | WEEDSPRT | NYISO | 3 | 34.5 | 150
130925 | WILLOW G | NYISO | 3 | 34.5 | 150
130926 | WOLCOT34 | NYISO | 3 | 34.5 | 150
130933 | P116-L38 | NYISO | 6 | 34.5 | 165
130934 | RAY TAP | NYISO | 6 | 34.5 | 165
130935 | TAP 601 | NYISO | 6 | 34.5 | 165
130936 | VAN TAP | NYISO | 6 | 34.5 | 165
130937 | AIR FORC | NYISO | 6 | 34.5 | 165
130938 | BERLIN34 | NYISO | 6 | 34.5 | 165
130939 | BRAINA34 | NYISO | 6 | 34.5 | 165
130940 | COON CRO | NYISO | 6 | 34.5 | 165
130941 | CANAAN34 | NYISO | 6 | 34.5 | 165
130942 | CHARTER | NYISO | 6 | 34.5 | 165
130943 | CHATHAM | NYISO | 6 | 34.5 | 165
130944 | COLUMBIA | NYISO | 6 | 34.5 | 165
130947 | CRELLIN | NYISO | 6 | 34.5 | 165
130948 | CROOKED | NYISO | 6 | 34.5 | 165
130949 | FRANCHIS | NYISO | 6 | 34.5 | 165
130950 | GALANTAP | NYISO | 6 | 34.5 | 165
130951 | GALANTE | NYISO | 6 | 34.5 | 165
130952 | GRANVL Y | NYISO | 6 | 34.5 | 165
130954 | HALFMOON | NYISO | 6 | 34.5 | 165
130955 | HOAG-NM | NYISO | 6 | 34.5 | 165
130956 | KELLY SA | NYISO | 6 | 34.5 | 165
130959 | L-140 TP | NYISO | 6 | 34.5 | 165
130960 | L-147 TA | NYISO | 6 | 34.5 | 165
130961 | L-150 P1 | NYISO | 6 | 34.5 | 165
130962 | L-150 P2 | NYISO | 6 | 34.5 | 165
130963 | L-150 P3 | NYISO | 6 | 34.5 | 165
130964 | L-150 P4 | NYISO | 6 | 34.5 | 165
130965 | L-150 P5 | NYISO | 6 | 34.5 | 165
130966 | L-158 P | NYISO | 6 | 34.5 | 165
130967 | L-166 P | NYISO | 6 | 34.5 | 165
130968 | L-175 P1 | NYISO | 6 | 34.5 | 165
130969 | L-175 P2 | NYISO | 6 | 34.5 | 165
130970 | L-189 P1 | NYISO | 6 | 34.5 | 165
130971 | L-189 P2 | NYISO | 6 | 34.5 | 165
130972 | L-190 TA | NYISO | 6 | 34.5 | 165
130973 | L-263 T2 | NYISO | 6 | 34.5 | 165
130974 | L-265 P1 | NYISO | 6 | 34.5 | 165
130975 | L-265 P2 | NYISO | 6 | 34.5 | 165
130977 | L-269 P2 | NYISO | 6 | 34.5 | 165
130978 | L-269 P3 | NYISO | 6 | 34.5 | 165
130980 | MARTINDL | NYISO | 6 | 34.5 | 165
130981 | MECH HYD | NYISO | 6 | 34.5 | 165
130985 | NORTON34 | NYISO | 6 | 34.5 | 165
130987 | P8-L328 | NYISO | 6 | 34.5 | 165
130988 | P266AL17 | NYISO | 6 | 34.5 | 165
130989 | P78-L17 | NYISO | 6 | 34.5 | 165
130990 | P301-L17 | NYISO | 6 | 34.5 | 165
130991 | P43-L151 | NYISO | 6 | 34.5 | 165
130992 | P6-L105 | NYISO | 6 | 34.5 | 165
130993 | P9-L114 | NYISO | 6 | 34.5 | 165
130994 | ROUND LK | NYISO | 6 | 34.5 | 165
130995 | RUTLAND | NYISO | 6 | 34.5 | 165
130996 | SALEM Y | NYISO | 6 | 34.5 | 165
130998 | SAW+DI34 | NYISO | 6 | 34.5 | 165
130999 | SEWAGE34 | NYISO | 6 | 34.5 | 165
131000 | SLATEVIL | NYISO | 6 | 34.5 | 165
131001 | SNYDER34 | NYISO | 6 | 34.5 | 165
131003 | STILL 34 | NYISO | 6 | 34.5 | 165
131004 | TWIN LAK | NYISO | 6 | 34.5 | 165
131005 | USHERS J | NYISO | 6 | 34.5 | 165
131008 | W.SAND34 | NYISO | 6 | 34.5 | 165
131013 | W.ENDALT | NYISO | 3 | 34.5 | 150
131015 | CASTL115 | NYISO | 3 | 115 | 150
131016 | FUL H115 | NYISO | 3 | 115 | 150
131018 | LOUNS115 | NYISO | 3 | 115 | 150
131020 | RANGH115 | NYISO | 3 | 115 | 150
131021 | ROBBL115 | NYISO | 3 | 115 | 150
131022 | FRANK TP | NYISO | 3 | 34.5 | 150
131023 | GAS-FOSTVAL | NYISO | 3 | 34.5 | 150
131024 | MAR-HIL-MAIN | NYISO | 3 | 34.5 | 150
131027 | APALACHN | NYISO | 3 | 34.5 | 150
131028 | BALU RD | NYISO | 3 | 34.5 | 150
131029 | BERKSHIR | NYISO | 3 | 34.5 | 150
131030 | BEVIER S | NYISO | 3 | 34.5 | 150
131031 | BODLE HL | NYISO | 3 | 34.5 | 150
131032 | BUCK E P | NYISO | 3 | 34.5 | 150
131033 | BURR AVE | NYISO | 3 | 34.5 | 150
131034 | C.F.J 34 | NYISO | 3 | 34.5 | 150
131035 | CB-NG-WC | NYISO | 3 | 34.5 | 150
131036 | CENTERVL | NYISO | 3 | 34.5 | 150
131037 | CHENGO F | NYISO | 3 | 34.5 | 150
131039 | CONKLIN | NYISO | 3 | 34.5 | 150
131040 | DORCHEST | NYISO | 3 | 34.5 | 150
131041 | END HILL | NYISO | 3 | 34.5 | 150
131043 | ENDIC RR | NYISO | 3 | 34.5 | 150
131044 | FLEM-WC | NYISO | 3 | 34.5 | 150
131045 | BAE L412 TAP | NYISO | 3 | 34.5 | 150
131046 | BAE L408 TAP | NYISO | 3 | 34.5 | 150
131048 | GLENWOOD | NYISO | 3 | 34.5 | 150
131049 | WESTOVER34 | NYISO | 3 | 34.5 | 150
131051 | SANMINA | NYISO | 3 | 34.5 | 150
131053 | HARPUR-B | NYISO | 3 | 34.5 | 150
131054 | HIGH ST | NYISO | 3 | 34.5 | 150
131055 | HOOPER R | NYISO | 3 | 34.5 | 150
131058 | JARVIS34 | NYISO | 3 | 34.5 | 150
131060 | STR 114 | NYISO | 3 | 34.5 | 150
131061 | NOWLAN34 | NYISO | 3 | 34.5 | 150
131063 | LOURDES | NYISO | 3 | 34.5 | 150
131065 | MAINE 34 | NYISO | 3 | 34.5 | 150
131066 | MARATHON | NYISO | 3 | 34.5 | 150
131068 | MORNINGS | NYISO | 3 | 34.5 | 150
131069 | MORRIS S | NYISO | 3 | 34.5 | 150
131072 | NOYES IS | NYISO | 3 | 34.5 | 150
131078 | GRIPPEN | NYISO | 3 | 34.5 | 150
131079 | RANO BLD | NYISO | 3 | 34.5 | 150
131080 | RT-369-P | NYISO | 3 | 34.5 | 150
131083 | SAN-MART | NYISO | 3 | 34.5 | 150
131084 | SUNY PT | NYISO | 3 | 34.5 | 150
131085 | SUNY 34 | NYISO | 3 | 34.5 | 150
131086 | TARBELL | NYISO | 3 | 34.5 | 150
131087 | TRI Y 34 | NYISO | 3 | 34.5 | 150
131088 | VESTAL34 | NYISO | 3 | 34.5 | 150
131089 | VIN-GLEN | NYISO | 3 | 34.5 | 150
131090 | W.ENDIC | NYISO | 3 | 34.5 | 150
131091 | W.UNION | NYISO | 3 | 34.5 | 150
131092 | WHIG ST | NYISO | 3 | 34.5 | 150
131093 | WHITNEY | NYISO | 3 | 34.5 | 150
131095 | WHITN TP | NYISO | 3 | 34.5 | 150
131097 | WILSON H | NYISO | 3 | 34.5 | 150
131098 | WIN-OQ-H | NYISO | 3 | 34.5 | 150
131099 | L540 DIST | NYISO | 3 | 34.5 | 150
131100 | L513 DIST | NYISO | 3 | 34.5 | 150
131101 | WC-RT38 | NYISO | 3 | 34.5 | 150
131109 | AMWLK115 | NYISO | 8 | 115 | 174
131111 | GOLDB115 | NYISO | 8 | 115 | 174
131112 | SYLVN115 | NYISO | 8 | 115 | 174
131114 | TILYF115 | NYISO | 8 | 115 | 174
131115 | UNION115 | NYISO | 8 | 115 | 174
131120 | BOD.H TP | NYISO | 3 | 34.5 | 150
131122 | WTHRS230 | NYISO | 3 | 230 | 150 |  |  |  | 42.7264 | -78.1916
131127 | ADAMS CO | NYISO | 8 | 46 | 174
131130 | BEDFORD | NYISO | 8 | 46 | 174
131131 | CANTITOE | NYISO | 8 | 46 | 174
131133 | CRAFTS46 | NYISO | 8 | 46 | 174
131134 | CROSS RI | NYISO | 8 | 46 | 174
131136 | DINGLE R | NYISO | 8 | 46 | 174
131137 | DOVER PL | NYISO | 8 | 46 | 174
131138 | HARLEM V | NYISO | 8 | 46 | 174
131141 | KENT 46 | NYISO | 8 | 46 | 174
131142 | KENTS CL | NYISO | 8 | 46 | 174
131147 | POUNDRDG | NYISO | 8 | 46 | 174
131148 | PUTNAM L | NYISO | 8 | 46 | 174
131149 | TEAKTL46 | NYISO | 8 | 46 | 174
131150 | TEN MI R | NYISO | 8 | 46 | 174
131151 | W.PATTER | NYISO | 8 | 46 | 174
131152 | WASSAIC | NYISO | 8 | 46 | 174
131153 | WHITEHAL | NYISO | 8 | 46 | 174
131156 | SULLIVAN PAR | NYISO | 3 | 115 | 150
131160 | POLLY-O | NYISO | 3 | 34.5 | 150
131161 | ERWIN | NYISO | 3 | 115 | 150
131162 | CHEMU115 | NYISO | 3 | 115 | 150
131163 | TEXAS115 | NYISO | 3 | 115 | 150
131170 | ATLANTIC | NYISO | 3 | 34.5 | 150
131172 | BROAD ST | NYISO | 3 | 34.5 | 150
131173 | BULKHEAD | NYISO | 3 | 34.5 | 150
131174 | CAMPBELL | NYISO | 3 | 34.5 | 150
131175 | CANADA R | NYISO | 3 | 34.5 | 150
131176 | CANADA T | NYISO | 3 | 34.5 | 150
131177 | CARRS CR | NYISO | 3 | 34.5 | 150
131179 | CAYUTA34 | NYISO | 3 | 34.5 | 150
131180 | NEW CORN | NYISO | 3 | 34.5 | 150
131182 | DIKE 34 | NYISO | 3 | 34.5 | 150
131183 | ERWIN JC | NYISO | 3 | 34.5 | 150
131184 | ERWIN TP | NYISO | 3 | 34.5 | 150
131185 | FALLBORO | NYISO | 3 | 34.5 | 150
131186 | FIRST ST | NYISO | 3 | 34.5 | 150
131187 | FULTON S | NYISO | 3 | 34.5 | 150
131188 | GOSS RD | NYISO | 3 | 34.5 | 150
131189 | HAMONDSP | NYISO | 3 | 34.5 | 150
131190 | HAMPTON | NYISO | 3 | 34.5 | 150
131192 | HILCREST | NYISO | 3 | 34.5 | 150
131195 | INGERSOL | NYISO | 3 | 34.5 | 150
131196 | KANE TAP | NYISO | 3 | 34.5 | 150
131197 | KANE ST | NYISO | 3 | 34.5 | 150
131198 | KANONA34 | NYISO | 3 | 34.5 | 150
131199 | KENNEDY | NYISO | 3 | 34.5 | 150
131200 | MADISON | NYISO | 3 | 34.5 | 150
131202 | NA PHIL 2 | NYISO | 3 | 34.5 | 150
131203 | N.URBANA | NYISO | 3 | 34.5 | 150
131204 | POLE-37 | NYISO | 3 | 34.5 | 150
131205 | PRATSBUR | NYISO | 3 | 34.5 | 150
131206 | PRESHO T | NYISO | 3 | 34.5 | 150
131207 | PRESHO34 | NYISO | 3 | 34.5 | 150
131208 | PULTENY | NYISO | 3 | 34.5 | 150
131211 | RIVERSID | NYISO | 3 | 34.5 | 150
131212 | S.ADDISN | NYISO | 3 | 34.5 | 150
131213 | SCIENCE | NYISO | 3 | 34.5 | 150
131214 | IND PARK | NYISO | 3 | 34.5 | 150
131215 | L531 TAP | NYISO | 3 | 34.5 | 150
131217 | TUTTLE P | NYISO | 3 | 34.5 | 150
131218 | TUTTLE T | NYISO | 3 | 34.5 | 150
131219 | W.ELMIRA | NYISO | 3 | 34.5 | 150
131220 | W.ERIE T | NYISO | 3 | 34.5 | 150
131224 | AMER LAF | NYISO | 3 | 34.5 | 150
131225 | WESTINGH | NYISO | 3 | 34.5 | 150
131226 | WHISKEY | NYISO | 3 | 34.5 | 150
131227 | WHISKY T | NYISO | 3 | 34.5 | 150
131228 | WOODLAWN | NYISO | 3 | 34.5 | 150
131229 | 14TH ST | NYISO | 3 | 34.5 | 150
131231 | NA PHIL 1 | NYISO | 3 | 34.5 | 150
131232 | FISH HATCH | NYISO | 3 | 34.5 | 150
131234 | PHILO RD | NYISO | 3 | 34.5 | 150
131247 | BANKERT | NYISO | 3 | 34.5 | 150
131248 | BELONA T | NYISO | 3 | 34.5 | 150
131249 | BELONA34 | NYISO | 3 | 34.5 | 150
131250 | BLODGETT | NYISO | 3 | 34.5 | 150
131251 | BROWNS C | NYISO | 2 | 34.5 | 153
131252 | CLYDE 34 | NYISO | 3 | 34.5 | 150
131253 | DISTRIB | NYISO | 3 | 34.5 | 150
131254 | DRESDEN | NYISO | 3 | 34.5 | 150
131257 | E.CABLE | NYISO | 3 | 34.5 | 150
131260 | GENEVA P | NYISO | 3 | 34.5 | 150
131262 | GORHAM34 | NYISO | 3 | 34.5 | 150
131263 | GOULD PU | NYISO | 3 | 34.5 | 150
131267 | HALLST34 | NYISO | 3 | 34.5 | 150
131268 | HIMROD34 | NYISO | 3 | 34.5 | 150
131270 | KEUKA PK | NYISO | 3 | 34.5 | 150
131271 | KEUKA 34 | NYISO | 3 | 34.5 | 150
131272 | LAKEMNT | NYISO | 3 | 34.5 | 150
131275 | ONTTAP | NYISO | 3 | 34.5 | 150
131276 | MCDOUGAL | NYISO | 3 | 34.5 | 150
131277 | MERCURY | NYISO | 3 | 34.5 | 150
131278 | MERRIT H | NYISO | 3 | 34.5 | 150
131279 | MIDLESEX | NYISO | 3 | 34.5 | 150
131280 | MILO 34 | NYISO | 3 | 34.5 | 150
131281 | NYS EXP | NYISO | 3 | 34.5 | 150
131282 | OAKS CR | NYISO | 3 | 34.5 | 150
131283 | GAMBEE34 | NYISO | 3 | 34.5 | 150
131284 | LEHI TAP | NYISO | 3 | 34.5 | 150
131285 | PALMYRA | NYISO | 3 | 34.5 | 150
131286 | PHELPS34 | NYISO | 3 | 34.5 | 150
131287 | PHILLIPS | NYISO | 3 | 34.5 | 150
131288 | PORTERS | NYISO | 3 | 34.5 | 150
131290 | OBRIEN34 | NYISO | 3 | 34.5 | 150
131291 | RUSHVILE | NYISO | 3 | 34.5 | 150
131292 | SAMPSON | NYISO | 3 | 34.5 | 150
131294 | SENEC FL | NYISO | 3 | 34.5 | 150
131295 | SENEC OR | NYISO | 3 | 34.5 | 150
131296 | SENEC TP | NYISO | 3 | 34.5 | 150
131300 | TOWNSEND | NYISO | 3 | 34.5 | 150
131305 | VOAK RD | NYISO | 3 | 34.5 | 150
131306 | W.GENEVA | NYISO | 3 | 34.5 | 150
131307 | WATERLOO | NYISO | 3 | 34.5 | 150
131310 | LISK 34 | NYISO | 3 | 34.5 | 150
131315 | PRISONTP | NYISO | 3 | 34.5 | 150
131316 | PRISON34 | NYISO | 3 | 34.5 | 150
131325 | DAYTON34 | NYISO | 1 | 34.5 | 149
131326 | EL HARDW | NYISO | 1 | 34.5 | 149
131327 | ELINGTON | NYISO | 1 | 34.5 | 149
131328 | FROG VAL | NYISO | 1 | 34.5 | 149
131329 | GRAVEL34 | NYISO | 1 | 34.5 | 149
131330 | LEGION D | NYISO | 1 | 34.5 | 149
131331 | LEGION Y | NYISO | 1 | 34.5 | 149
131332 | MASON SA | NYISO | 1 | 34.5 | 149
131333 | N.ALBION | NYISO | 1 | 34.5 | 149
131334 | N.ALBN T | NYISO | 1 | 34.5 | 149
131335 | POLE3 34 | NYISO | 1 | 34.5 | 149
131336 | RANDOLPH | NYISO | 1 | 34.5 | 149
131337 | BENTLY T | NYISO | 1 | 34.5 | 149
131338 | TANNERY | NYISO | 1 | 34.5 | 149
131339 | CHERY CR | NYISO | 1 | 34.5 | 149
131344 | PALMT115 | NYISO | 3 | 115 | 150
131351 | ARKPORT | NYISO | 3 | 34.5 | 150
131352 | ATLANTA | NYISO | 3 | 34.5 | 150
131353 | ATLANTIC | NYISO | 3 | 34.5 | 150
131355 | CANASERA | NYISO | 3 | 34.5 | 150
131356 | CANISTEO | NYISO | 3 | 34.5 | 150
131357 | CANTP W | NYISO | 3 | 34.5 | 150
131359 | ELMWOOD | NYISO | 3 | 34.5 | 150
131360 | FEDERAL | NYISO | 3 | 34.5 | 150
131361 | FOSTER W | NYISO | 3 | 34.5 | 150
131362 | GAINSVIL | NYISO | 3 | 34.5 | 150
131363 | HILL ST | NYISO | 3 | 34.5 | 150
131364 | HOWARD34 | NYISO | 3 | 34.5 | 150
131365 | JASPER34 | NYISO | 3 | 34.5 | 150
131367 | L-239 34 | NYISO | 3 | 34.5 | 150
131368 | L-287 34 | NYISO | 3 | 34.5 | 150
131369 | L-296 34 | NYISO | 3 | 34.5 | 150
131370 | L-297 34 | NYISO | 3 | 34.5 | 150
131371 | L-730 34 | NYISO | 3 | 34.5 | 150
131373 | LEICESTR | NYISO | 3 | 34.5 | 150
131374 | M & K 34 | NYISO | 3 | 34.5 | 150
131378 | NAPLES34 | NYISO | 3 | 34.5 | 150
131379 | PERRY CE | NYISO | 3 | 34.5 | 150
131380 | PORTAGE | NYISO | 3 | 34.5 | 150
131383 | SPRNGWTR | NYISO | 3 | 34.5 | 150
131384 | STANT TP | NYISO | 3 | 34.5 | 150
131385 | STANTON | NYISO | 3 | 34.5 | 150
131386 | TROOPSBU | NYISO | 3 | 34.5 | 150
131387 | WALLACE | NYISO | 3 | 34.5 | 150
131388 | WARSAW34 | NYISO | 3 | 34.5 | 150
131389 | WAYLAND | NYISO | 3 | 34.5 | 150
131390 | WEBBS CR | NYISO | 3 | 34.5 | 150
131391 | WOODHULL | NYISO | 3 | 34.5 | 150
131398 | WILCX522 | NYISO | 3 | 34.5 | 150
131403 | BENJM HL | NYISO | 3 | 34.5 | 150
131405 | BROOK TP | NYISO | 3 | 34.5 | 150
131406 | BROOKTON | NYISO | 3 | 34.5 | 150
131407 | BURDETT | NYISO | 3 | 34.5 | 150
131409 | CARGILE | NYISO | 3 | 34.5 | 150
131410 | CASS HL | NYISO | 3 | 34.5 | 150
131411 | CAYUGA H | NYISO | 3 | 34.5 | 150
131414 | CORNEL F | NYISO | 3 | 34.5 | 150
131416 | CO.HOSPI | NYISO | 3 | 34.5 | 150
131417 | DANBY 34 | NYISO | 3 | 34.5 | 150
131418 | DRYDEN34 | NYISO | 3 | 34.5 | 150
131421 | FOURTH S | NYISO | 3 | 34.5 | 150
131422 | HALSEY V | NYISO | 3 | 34.5 | 150
131423 | HARFM-52 | NYISO | 3 | 34.5 | 150
131424 | INTERLAK | NYISO | 3 | 34.5 | 150
131425 | ITH COLL | NYISO | 3 | 34.5 | 150
131426 | LOCKE 34 | NYISO | 3 | 34.5 | 150
131427 | LUDLOWVL | NYISO | 3 | 34.5 | 150
131430 | STEWP222 | NYISO | 3 | 34.5 | 150
131431 | EMRSN526 | NYISO | 3 | 34.5 | 150
131432 | BORG WAR | NYISO | 3 | 34.5 | 150
131433 | ROCK SAL | NYISO | 3 | 34.5 | 150
131434 | N.LANSNG | NYISO | 3 | 34.5 | 150
131435 | NEWFIELD | NYISO | 3 | 34.5 | 150
131436 | OVID TP | NYISO | 3 | 34.5 | 150
131437 | OVID 34 | NYISO | 3 | 34.5 | 150
131438 | ETNA TAP | NYISO | 3 | 34.5 | 150
131439 | PERUVILE | NYISO | 3 | 34.5 | 150
131440 | PERU TAP | NYISO | 3 | 34.5 | 150
131441 | S.HIL TP | NYISO | 3 | 34.5 | 150
131442 | S.LANSNG | NYISO | 3 | 34.5 | 150
131443 | SO.HILL | NYISO | 3 | 34.5 | 150
131444 | SPENCER | NYISO | 3 | 34.5 | 150
131445 | TC HOSP1 | NYISO | 3 | 34.5 | 150
131447 | TC3-DRY | NYISO | 3 | 34.5 | 150
131448 | TRUMANSB | NYISO | 3 | 34.5 | 150
131449 | VALOIS34 | NYISO | 3 | 34.5 | 150
131450 | VAN ETTE | NYISO | 3 | 34.5 | 150
131451 | WALPOLE | NYISO | 3 | 34.5 | 150
131452 | WEST HIL | NYISO | 3 | 34.5 | 150
131453 | WILLARD | NYISO | 3 | 34.5 | 150
131454 | WILSEY V | NYISO | 3 | 34.5 | 150
131455 | ZCCEMTP | NYISO | 3 | 34.5 | 150
131456 | WILCX523 | NYISO | 3 | 34.5 | 150
131457 | WARRENRD | NYISO | 3 | 34.5 | 150
131459 | TC HOSP2 | NYISO | 3 | 34.5 | 150
131463 | EMRSN532 | NYISO | 3 | 34.5 | 150
131464 | LSC 34 | NYISO | 3 | 34.5 | 150
131465 | WEGMANS | NYISO | 3 | 34.5 | 150
131467 | LANGN115 | NYISO | 1 | 115 | 149
131473 | ALDEN 34 | NYISO | 1 | 34.5 | 149
131474 | ALPINE34 | NYISO | 1 | 34.5 | 149
131475 | QUEBECOR | NYISO | 1 | 34.5 | 149
131476 | ARMOR 34 | NYISO | 1 | 34.5 | 149
131477 | BENNGTON | NYISO | 1 | 34.5 | 149
131482 | BUF CR S | NYISO | 1 | 34.5 | 149
131483 | BUFF FOR | NYISO | 1 | 34.5 | 149
131487 | CEMTRY R | NYISO | 1 | 34.5 | 149
131488 | EBENZ T2 | NYISO | 1 | 34.5 | 149
131489 | DEPEW TP | NYISO | 1 | 34.5 | 149
131492 | COWLESVL | NYISO | 1 | 34.5 | 149
131495 | DICK RD | NYISO | 1 | 34.5 | 149
131496 | E.AURORA | NYISO | 1 | 34.5 | 149
131497 | EBENEZER | NYISO | 1 | 34.5 | 149
131498 | EBENZ T1 | NYISO | 1 | 34.5 | 149
131499 | ELLICOT | NYISO | 1 | 34.5 | 149
131501 | NIA ENVL | NYISO | 1 | 34.5 | 149
131504 | GIBRALTR | NYISO | 1 | 34.5 | 149
131505 | HAMBURG | NYISO | 1 | 34.5 | 149
131508 | IND CHUR | NYISO | 1 | 34.5 | 149
131509 | JAVA TP | NYISO | 1 | 34.5 | 149
131510 | JAVA 34 | NYISO | 1 | 34.5 | 149
131511 | LAKE AVE | NYISO | 1 | 34.5 | 149
131512 | LANDFIL$ | NYISO | 1 | 34.5 | 149
131513 | LANSTEEL | NYISO | 1 | 34.5 | 149
131514 | LOSSON R | NYISO | 1 | 34.5 | 149
131516 | JAMISON | NYISO | 1 | 34.5 | 149
131517 | MOTOR TP | NYISO | 1 | 34.5 | 149
131518 | MOTOROLA | NYISO | 1 | 34.5 | 149
131522 | SPGBROOK | NYISO | 1 | 34.5 | 149
131523 | OLD GARD | NYISO | 1 | 34.5 | 149
131525 | ORCHRD P | NYISO | 1 | 34.5 | 149
131526 | REIN A34 | NYISO | 1 | 34.5 | 149
131527 | REIN RD | NYISO | 1 | 34.5 | 149
131529 | 3 ROD RD | NYISO | 1 | 34.5 | 149
131530 | TOPS MKT | NYISO | 1 | 34.5 | 149
131531 | S.COLDEN | NYISO | 1 | 34.5 | 149
131532 | SO.PARK | NYISO | 1 | 34.5 | 149
131533 | SLOAN 34 | NYISO | 1 | 34.5 | 149
131534 | STATE SC | NYISO | 1 | 34.5 | 149
131536 | TYLER ST | NYISO | 1 | 34.5 | 149
131537 | W.VARSBR | NYISO | 1 | 34.5 | 149
131538 | WALES CE | NYISO | 1 | 34.5 | 149
131539 | WALES TP | NYISO | 1 | 34.5 | 149
131540 | WEHRLE D | NYISO | 1 | 34.5 | 149
131541 | WENDE TP | NYISO | 1 | 34.5 | 149
131542 | WENDE 34 | NYISO | 1 | 34.5 | 149
131543 | W.SENECA | NYISO | 1 | 34.5 | 149
131553 | MTNDL115 | NYISO | 5 | 115 | 151
131554 | ROCKH115 | NYISO | 5 | 115 | 151
131567 | BEAVER34 | NYISO | 5 | 34.5 | 151
131568 | CALICOON | NYISO | 5 | 34.5 | 151
131569 | CONCORD | NYISO | 5 | 34.5 | 151
131572 | FOSTERDA | NYISO | 5 | 34.5 | 151
131573 | GROSSING | NYISO | 5 | 34.5 | 151
131576 | HILDAL T | NYISO | 5 | 34.5 | 151
131577 | HILDAL34 | NYISO | 5 | 34.5 | 151
131578 | JEFERSON | NYISO | 5 | 34.5 | 151
131579 | KIAMESHA | NYISO | 5 | 34.5 | 151
131580 | LIBERTY | NYISO | 5 | 34.5 | 151
131581 | LIVNG MA | NYISO | 5 | 34.5 | 151
131582 | LUXTON L | NYISO | 5 | 34.5 | 151
131583 | MAPLWOOD | NYISO | 5 | 34.5 | 151
131584 | MONTICEL | NYISO | 5 | 34.5 | 151
131585 | NEVERSIN | NYISO | 5 | 34.5 | 151
131586 | OLD FALL | NYISO | 5 | 34.5 | 151
131587 | ROSCOE34 | NYISO | 5 | 34.5 | 151
131590 | SACKETT | NYISO | 5 | 34.5 | 151
131591 | SHIELDS | NYISO | 5 | 34.5 | 151
131593 | SWAN LAK | NYISO | 5 | 34.5 | 151
131594 | VILAROM | NYISO | 5 | 34.5 | 151
131597 | WHITE LA | NYISO | 5 | 34.5 | 151
131598 | WHITE S | NYISO | 5 | 34.5 | 151
131599 | WILLOWEM | NYISO | 5 | 34.5 | 151
131600 | YULAN TP | NYISO | 5 | 34.5 | 151
131601 | YULAN 34 | NYISO | 5 | 34.5 | 151
131611 | HARIS115 | NYISO | 1 | 115 | 149
131617 | CHESTNUT | NYISO | 1 | 34.5 | 149
131618 | DOMTAR34 | NYISO | 1 | 34.5 | 149
131619 | DUSAULT | NYISO | 1 | 34.5 | 149
131620 | FRONTER1 | NYISO | 1 | 34.5 | 149
131621 | GM FILTR | NYISO | 1 | 34.5 | 149
131622 | HINMAN T | NYISO | 1 | 34.5 | 149
131624 | LOCK FIL | NYISO | 1 | 34.5 | 149
131627 | MILL ST | NYISO | 1 | 34.5 | 149
131628 | MILLW AL | NYISO | 1 | 34.5 | 149
131629 | MULTFOOD | NYISO | 1 | 34.5 | 149
131630 | PARK AVE | NYISO | 1 | 34.5 | 149
131631 | PEAK SHA | NYISO | 1 | 34.5 | 149
131633 | ROBIN 34 | NYISO | 1 | 34.5 | 149
131634 | SO.NIAG | NYISO | 1 | 34.5 | 149
131638 | WEST AVE | NYISO | 1 | 34.5 | 149
131639 | T-16 34 | NYISO | 1 | 34.5 | 149
131640 | STR - 24 | NYISO | 1 | 34.5 | 149
131642 | P-39 34 | NYISO | 1 | 34.5 | 149
131643 | TRANSIT | NYISO | 1 | 34.5 | 149
131644 | UNITED B | NYISO | 1 | 34.5 | 149
131645 | VINE ST | NYISO | 1 | 34.5 | 149
131652 | FRONTER2 | NYISO | 1 | 34.5 | 149
131656 | ARKVL115 | NYISO | 5 | 115 | 151
131658 | BELAY115 | NYISO | 5 | 115 | 151
131659 | GRNGR115 | NYISO | 5 | 115 | 151
131660 | HANCO115 | NYISO | 5 | 115 | 151
131661 | SHAND115 | NYISO | 5 | 115 | 151
131662 | SPRGC115 | NYISO | 5 | 115 | 151
131663 | WNDHM115 | NYISO | 5 | 115 | 151
131669 | BAINBRDG | NYISO | 5 | 46 | 151
131670 | BARRET46 | NYISO | 5 | 46 | 151
131671 | BIRDSALL | NYISO | 5 | 46 | 151
131672 | BOUCKVIL | NYISO | 5 | 46 | 151
131673 | BRIDGWTR | NYISO | 5 | 46 | 151
131679 | COOPRSTN | NYISO | 5 | 46 | 151
131680 | DELHI 46 | NYISO | 5 | 46 | 151
131681 | STILV TP | NYISO | 5 | 46 | 151
131682 | DEPOSIT | NYISO | 5 | 46 | 151
131683 | DOWNSV T | NYISO | 5 | 46 | 151
131684 | DOWNSVIL | NYISO | 5 | 46 | 151
131686 | EARLVILE | NYISO | 5 | 46 | 151
131687 | EATON TP | NYISO | 5 | 46 | 151
131688 | EATON 46 | NYISO | 5 | 46 | 151
131689 | EDMESTON | NYISO | 5 | 46 | 151
131690 | EDMSTN T | NYISO | 5 | 46 | 151
131691 | EMMONS46 | NYISO | 5 | 46 | 151
131692 | FINCH HO | NYISO | 5 | 46 | 151
131693 | GILBERTV | NYISO | 5 | 46 | 151
131694 | GUILFORD | NYISO | 5 | 46 | 151
131695 | HENRY ST | NYISO | 5 | 46 | 151
131697 | JORDAN T | NYISO | 5 | 46 | 151
131698 | JORDANVL | NYISO | 5 | 46 | 151
131699 | LATHAMS | NYISO | 5 | 46 | 151
131700 | MILFORD | NYISO | 5 | 46 | 151
131701 | MORISV T | NYISO | 5 | 46 | 151
131702 | MORISVIL | NYISO | 5 | 46 | 151
131703 | MORRIS46 | NYISO | 5 | 46 | 151
131706 | N.BERLIN | NYISO | 5 | 46 | 151
131707 | N.NORWCH | NYISO | 5 | 46 | 151
131708 | NORWC PH | NYISO | 5 | 46 | 151
131709 | ORISKA T | NYISO | 5 | 46 | 151
131710 | ORISKANI | NYISO | 5 | 46 | 151
131712 | OXFORD46 | NYISO | 5 | 46 | 151
131713 | PIERCE A | NYISO | 5 | 46 | 151
131714 | RAVINE R | NYISO | 5 | 46 | 151
131716 | RIVER RD | NYISO | 5 | 46 | 151
131717 | S.COOPRS | NYISO | 5 | 46 | 151
131719 | S.N.BERL | NYISO | 5 | 46 | 151
131720 | SAND CRK | NYISO | 5 | 46 | 151
131722 | SCINTILA | NYISO | 5 | 46 | 151
131725 | SUCO 46 | NYISO | 5 | 46 | 151
131726 | TEXASE46 | NYISO | 5 | 46 | 151
131727 | UNADILLA | NYISO | 5 | 46 | 151
131728 | W.DAVNPT | NYISO | 5 | 46 | 151
131729 | W.WINFLD | NYISO | 5 | 46 | 151
131730 | WATERVIL | NYISO | 5 | 46 | 151
131731 | WEST ST | NYISO | 5 | 46 | 151
131732 | WOODS CR | NYISO | 5 | 46 | 151
131733 | WOODS TP | NYISO | 5 | 46 | 151
131735 | SAND ST | NYISO | 5 | 46 | 151
131736 | OTEGO 46 | NYISO | 5 | 46 | 151
131741 | CNYOGNS1 | NYISO | 3 | 115 | 150
131752 | ASHLY115 | NYISO | 4 | 115 | 163
131754 | MASON115 | NYISO | 4 | 115 | 163
131755 | NLEAD115 | NYISO | 6 | 115 | 165
131761 | ALICE F$ | NYISO | 4 | 46 | 163
131763 | BANKER46 | NYISO | 4 | 46 | 163
131766 | BEEKMANT | NYISO | 4 | 46 | 163
131768 | CABOT 46 | NYISO | 4 | 46 | 163
131769 | CADYVILE | NYISO | 4 | 46 | 163
131770 | W.CHAZ T | NYISO | 4 | 46 | 163
131771 | CLINTNVL | NYISO | 4 | 46 | 163
131772 | DANEMORA | NYISO | 4 | 46 | 163
131773 | DNMTAP | NYISO | 4 | 46 | 163
131776 | HAMMOND | NYISO | 4 | 46 | 163
131777 | JAY12 | NYISO | 6 | 46 | 165
131778 | HIGHFL46 | NYISO | 4 | 46 | 163
131779 | HYDERD46 | NYISO | 4 | 46 | 163
131780 | HYDE TAP | NYISO | 4 | 46 | 163
131781 | INDRAP46 | NYISO | 4 | 46 | 163
131782 | INDIAN T | NYISO | 4 | 46 | 163
131784 | JAY -46 | NYISO | 4 | 46 | 163
131785 | KEESEVIL | NYISO | 4 | 46 | 163
131787 | LIMESTON | NYISO | 4 | 46 | 163
131789 | MILL C46 | NYISO | 4 | 46 | 163
131791 | NORTON46 | NYISO | 6 | 46 | 165
131792 | PERU TAP | NYISO | 4 | 46 | 163
131793 | PERU 46 | NYISO | 4 | 46 | 163
131794 | PLAT AF | NYISO | 4 | 46 | 163
131795 | RAINBOW | NYISO | 4 | 46 | 163
131796 | RAQUETTE | NYISO | 5 | 46 | 151
131797 | S.JUNCTN | NYISO | 4 | 46 | 163
131799 | STEAMBOA | NYISO | 5 | 46 | 151
131800 | STICKNEY | NYISO | 4 | 46 | 163
131801 | W.CHAZY | NYISO | 4 | 46 | 163
131802 | WADE CRN | NYISO | 4 | 46 | 163
131803 | WADE TAP | NYISO | 4 | 46 | 163
131804 | WOODRUFF | NYISO | 4 | 46 | 163
131805 | L607DIST | NYISO | 6 | 34.5 | 165
131806 | L607DST2 | NYISO | 6 | 34.5 | 165
131808 | P153-L17 | NYISO | 6 | 34.5 | 165
131809 | P246-L17 | NYISO | 6 | 34.5 | 165
131810 | ALTONA34 | NYISO | 4 | 34.5 | 163
131812 | BULRUN34 | NYISO | 4 | 34.5 | 163
131815 | HARRIS34 | NYISO | 5 | 34.5 | 151
131816 | IRONA 34 | NYISO | 4 | 34.5 | 163
131818 | MOORER34 | NYISO | 4 | 34.5 | 163
131819 | SCIOTA34 | NYISO | 4 | 34.5 | 163
131824 | CARPENTR | NYISO | 3 | 34.5 | 150
131825 | P12-L109 | NYISO | 6 | 34.5 | 165
131826 | P264-L17 | NYISO | 6 | 34.5 | 165
131827 | P10RL544 | NYISO | 6 | 34.5 | 165
131829 | P259-L17 | NYISO | 6 | 34.5 | 165
131841 | AFTON TP | NYISO | 5 | 34.5 | 151
131842 | AFTON CE | NYISO | 5 | 34.5 | 151
131844 | IND PK34 | NYISO | 3 | 34.5 | 150
131850 | STAGECOA | NYISO | 3 | 115 | 150
131862 | YAHOO | NYISO | 1 | 115 | 149
132003 | TOMMILLRD | NYISO | 4 | 46 | 163
134008 | Q828_FEEDER | NYISO | 3 | 34.5 | 150
134795 | MARSH HILL | NYISO | 3 | 34.5 | 150
135012 | Q579_POI | NYISO | 5 | 115 | 151
135035 | Q591_COL | NYISO | 3 | 34.5 | 150
135038 | Q590_C1 | NYISO | 3 | 34.5 | 150
135041 | Q617POI | NYISO | 3 | 115 | 150
135048 | Q592_COL | NYISO | 1 | 34.5 | 149
135104 | Q715CLTR | NYISO | 3 | 34.5 | 150
135208 | Q775_GSUCOL1 | NYISO | 3 | 34.5 | 150
135222 | WOOD D | NYISO | 8 | 345 | 174
135256 | S214-36 | NYISO | 1 | 115 | 145
135257 | SPECMETL | NYISO | 1 | 115 | 145
135259 | CUMMINS | NYISO | 1 | 115 | 145
135267 | CARR-154 | NYISO | 1 | 115 | 145
135270 | DELMTR-1 | NYISO | 1 | 115 | 145
135291 | DRESSER | NYISO | 1 | 115 | 145
135299 | FRNKLNVL | NYISO | 1 | 34.5 | 145
135311 | ASHVILLE | NYISO | 1 | 34.5 | 145
135312 | ST124606 | NYISO | 1 | 34.5 | 145
135313 | BAGDAD | NYISO | 1 | 34.5 | 145
135314 | BEMUSPT | NYISO | 1 | 34.5 | 145
135315 | CRUSHSTO | NYISO | 1 | 34.5 | 145
135316 | BUSTI | NYISO | 1 | 34.5 | 145
135317 | CATTARAU | NYISO | 1 | 34.5 | 145
135318 | CHAUTAUQ | NYISO | 1 | 34.5 | 145
135319 | CLYMER | NYISO | 1 | 34.5 | 145
135320 | COLLINS | NYISO | 1 | 34.5 | 145
135321 | CASSADAG | NYISO | 1 | 34.5 | 145
135322 | CUBA | NYISO | 1 | 34.5 | 145
135323 | DAKEHILL | NYISO | 1 | 34.5 | 145
135324 | ST124605 | NYISO | 1 | 34.5 | 145
135326 | ECWA856 | NYISO | 1 | 34.5 | 145
135327 | AM.S-54 | NYISO | 1 | 115 | 145
135328 | ELLCTOAK | NYISO | 1 | 34.5 | 145
135329 | EOTTO | NYISO | 1 | 34.5 | 145
135330 | LEVANTTP | NYISO | 1 | 34.5 | 145
135334 | FINDLYTP | NYISO | 1 | 34.5 | 145
135335 | HARRIS L | NYISO | 5 | 34.5 | 151
135337 | DELEVAN | NYISO | 1 | 34.5 | 145
135338 | FRENCHTP | NYISO | 1 | 34.5 | 145
135339 | FREWSBUR | NYISO | 1 | 34.5 | 145
135340 | GREENHUR | NYISO | 1 | 34.5 | 145
135341 | COLLINS | NYISO | 1 | 34.5 | 145
135342 | COLLINS | NYISO | 1 | 34.5 | 145
135344 | KNGTSCRK | NYISO | 1 | 34.5 | 145
135346 | LANGFORD | NYISO | 1 | 34.5 | 145
135348 | MAPLEHUR | NYISO | 1 | 34.5 | 145
135351 | NASHFORD | NYISO | 1 | 34.5 | 145
135352 | NCHAUTAU | NYISO | 1 | 34.5 | 145
135353 | NCOLLINS | NYISO | 1 | 34.5 | 145
135354 | NEDNCNTR | NYISO | 1 | 34.5 | 145
135357 | PYRON187 | NYISO | 1 | 115 | 145
135358 | NFS | NYISO | 1 | 34.5 | 145
135362 | WPERYSBR | NYISO | 1 | 34.5 | 145
135363 | DUPONT7 | NYISO | 1 | 115 | 145
135364 | PRICECOR | NYISO | 1 | 34.5 | 145
135365 | RIPLEY | NYISO | 1 | 34.5 | 145
135366 | VANDALIA | NYISO | 1 | 34.5 | 145
135369 | N.OLEAN | NYISO | 1 | 34.5 | 145
135371 | SRANDOLP | NYISO | 1 | 34.5 | 145
135372 | STEAMBUR | NYISO | 1 | 34.5 | 145
135373 | STOW | NYISO | 1 | 34.5 | 145
135374 | RESRVOIR | NYISO | 1 | 34.5 | 145
135375 | SWELSVLE | NYISO | 1 | 34.5 | 145
135376 | ST58 606 | NYISO | 1 | 34.5 | 145
135377 | WHITSVLE | NYISO | 1 | 34.5 | 145
135378 | WPORTLAN | NYISO | 1 | 34.5 | 145
135379 | WSALAMAN | NYISO | 1 | 34.5 | 145
135380 | WVALLEY | NYISO | 1 | 34.5 | 145
135382 | VAIL RD | NYISO | 1 | 34.5 | 145
135384 | LEVANT | NYISO | 1 | 34.5 | 145
135385 | POLAND | NYISO | 1 | 34.5 | 145
135386 | FINDLEYL | NYISO | 1 | 34.5 | 145
135387 | FRENCHCR | NYISO | 1 | 34.5 | 145
135389 | ST58 605 | NYISO | 1 | 34.5 | 145
135401 | GERNATT | NYISO | 1 | 115 | 145
135409 | LINDE | NYISO | 1 | 115 | 145
135416 | SENCA-71 | NYISO | 1 | 230 | 145
135417 | SENCA-72 | NYISO | 1 | 230 | 145
135422 | EMPIRECH | NYISO | 1 | 34.5 | 145
135423 | CUBALAKE | NYISO | 1 | 34.5 | 145
135424 | PETROLTP | NYISO | 1 | 34.5 | 145
135425 | PETROLIA | NYISO | 1 | 34.5 | 145
135426 | PREHEATR | NYISO | 1 | 34.5 | 145
135427 | FMC CORP | NYISO | 1 | 115 | 145
135430 | BOCGASES | NYISO | 1 | 115 | 145
135432 | AM.S-182 | NYISO | 1 | 115 | 145
135437 | CLSP-181 | NYISO | 1 | 115 | 145
135438 | CLSP-54 | NYISO | 1 | 115 | 145
135470 | SWAN-103 | NYISO | 1 | 115 | 145
135471 | SWAN-104 | NYISO | 1 | 115 | 145
135493 | LUDWIG | NYISO | 1 | 115 | 145
135494 | COOPER | NYISO | 1 | 115 | 145
135497 | ZRMN-133 | NYISO | 1 | 115 | 145
135498 | ZRMN-130 | NYISO | 1 | 115 | 145
135505 | WALDENTP | NYISO | 1 | 115 | 145
135506 | SHPTP610 | NYISO | 1 | 34.5 | 145
135507 | SHPS@SEN | NYISO | 1 | 34.5 | 145
135513 | DICKSWS | NYISO | 1 | 34.5 | 145
135514 | GENMLS61 | NYISO | 1 | 34.5 | 145
135515 | GENMLS61 | NYISO | 1 | 34.5 | 145
135516 | GRPHITSP | NYISO | 1 | 34.5 | 145
135517 | PYRON188 | NYISO | 1 | 115 | 145
135519 | CONAGRA | NYISO | 1 | 34.5 | 145
135520 | LEWHTSTP | NYISO | 1 | 34.5 | 145
135521 | LEWHTSTP | NYISO | 1 | 34.5 | 145
135522 | LEWISTON | NYISO | 1 | 34.5 | 145
135523 | M&T | NYISO | 1 | 34.5 | 145
135524 | M&TAIR | NYISO | 1 | 34.5 | 145
135525 | MALL701 | NYISO | 1 | 34.5 | 145
135526 | MALL703 | NYISO | 1 | 34.5 | 145
135529 | MTN34TRB | NYISO | 1 | 34.5 | 145
135530 | NFTA | NYISO | 1 | 34.5 | 145
135531 | NIAGSTON | NYISO | 1 | 34.5 | 145
135532 | ADM-MILL | NYISO | 1 | 34.5 | 145
135533 | RANSOMVL | NYISO | 1 | 34.5 | 145
135535 | FRZREURO | NYISO | 1 | 34.5 | 145
135540 | SIERRA | NYISO | 1 | 34.5 | 145
135541 | GATEWAY | NYISO | 1 | 34.5 | 145
135542 | SNYDERTA | NYISO | 1 | 34.5 | 145
135543 | STA132 | NYISO | 1 | 34.5 | 145
135544 | STA67 | NYISO | 1 | 34.5 | 145
135545 | ST150BK2 | NYISO | 1 | 34.5 | 145
135551 | YOUNGSTN | NYISO | 1 | 34.5 | 145
135552 | OXBOWNUG | NYISO | 1 | 115 | 145
135557 | CANADA | NYISO | 1 | 115 | 145
135561 | CO-STEEL | NYISO | 1 | 115 | 145
135569 | LAKEVIEW | NYISO | 1 | 115 | 145
135577 | CARR-153 | NYISO | 1 | 115 | 145
135601 | ISCHUA67 | NYISO | 1 | 115 | 145
135602 | ISCHUA52 | NYISO | 1 | 115 | 145
135618 | AM.S-922 | NYISO | 1 | 115 | 145
135620 | URBN-922 | NYISO | 1 | 115 | 145
135831 | S150-702 | NYISO | 1 | 34.5 | 145
135832 | LUDWIGSW | NYISO | 1 | 34.5 | 145
135833 | STA121 | NYISO | 1 | 34.5 | 145
135834 | ECWATAP | NYISO | 1 | 34.5 | 145
135837 | FNBURT | NYISO | 1 | 34.5 | 145
135838 | STA146 | NYISO | 1 | 34.5 | 145
135839 | LEDYARD | NYISO | 1 | 34.5 | 145
135840 | ECWAVAND | NYISO | 1 | 34.5 | 145
135841 | BWAYWHSE | NYISO | 1 | 34.5 | 145
135852 | BRUNNER | NYISO | 2 | 115 | 173
135857 | GENFOOD | NYISO | 2 | 115 | 173
135859 | LAPPINS1 | NYISO | 2 | 115 | 173
135872 | SOUR-111 | NYISO | 2 | 115 | 173
135873 | SWDN-111 | NYISO | 2 | 115 | 173
135890 | AKZOSALT | NYISO | 2 | 63 | 173
135893 | S PERRY | NYISO | 2 | 63 | 173
135894 | YORKCNTR | NYISO | 2 | 63 | 173
135895 | BARILLA | NYISO | 2 | 115 | 173
135897 | LNCSTTAP | NYISO | 2 | 34.5 | 173
135899 | COLN TAP | NYISO | 2 | 34.5 | 173
135901 | WINDFARM | NYISO | 2 | 34.5 | 173
135902 | WHETHTAP | NYISO | 2 | 34.5 | 173
135905 | WILLOWTP | NYISO | 2 | 34.5 | 173
135909 | ATLANTAP | NYISO | 2 | 34.5 | 173
135910 | WMNGE TP | NYISO | 2 | 34.5 | 173
135911 | CANA TAP | NYISO | 2 | 34.5 | 173
135913 | INDUSTTP | NYISO | 2 | 34.5 | 173
135916 | CONES TP | NYISO | 2 | 34.5 | 173
135918 | RIDGE TP | NYISO | 2 | 34.5 | 173
135919 | NLAKETP1 | NYISO | 2 | 34.5 | 173
135920 | NLAKETP2 | NYISO | 2 | 34.5 | 173
135921 | NLAKETP3 | NYISO | 2 | 34.5 | 173
135922 | SWEDENTP | NYISO | 2 | 34.5 | 173
135923 | BERGENTP | NYISO | 2 | 34.5 | 173
135925 | MILLSEAT | NYISO | 2 | 34.5 | 173
135940 | ALBION | NYISO | 2 | 34.5 | 173
135941 | CARGILL | NYISO | 2 | 34.5 | 173
135942 | I2R | NYISO | 2 | 34.5 | 173
135943 | ATLANPL | NYISO | 2 | 34.5 | 173
135944 | ATTICA | NYISO | 2 | 34.5 | 173
135945 | ATTICAPR | NYISO | 2 | 34.5 | 173
135946 | AVON | NYISO | 2 | 34.5 | 173
135947 | BARKER&N | NYISO | 2 | 34.5 | 173
135948 | BASOM | NYISO | 2 | 34.5 | 173
135954 | BURT | NYISO | 1 | 34.5 | 145
135955 | BUTTSRD | NYISO | 2 | 34.5 | 173
135956 | BYRON | NYISO | 2 | 34.5 | 173
135959 | CHAPIN | NYISO | 2 | 34.5 | 173
135961 | LIVNGSTN | NYISO | 2 | 34.5 | 173
135962 | COLNSTON | NYISO | 2 | 34.5 | 173
135963 | CONESUS | NYISO | 2 | 34.5 | 173
135964 | CORFU | NYISO | 2 | 34.5 | 173
135965 | DARIEN | NYISO | 2 | 34.5 | 173
135966 | DARIENLK | NYISO | 2 | 34.5 | 173
135967 | DOLOMITE | NYISO | 2 | 34.5 | 173
135969 | EAGLEHAR | NYISO | 2 | 34.5 | 173
135970 | WILLOW | NYISO | 2 | 34.5 | 173
135972 | ELBA | NYISO | 2 | 34.5 | 173
135973 | ENEWSTEA | NYISO | 2 | 34.5 | 173
135974 | FERREEPL | NYISO | 2 | 34.5 | 173
135975 | FMC | NYISO | 2 | 34.5 | 173
135976 | GASPRT | NYISO | 2 | 34.5 | 173
135979 | GROVELAN | NYISO | 2 | 34.5 | 173
135981 | HEMLOCK | NYISO | 2 | 34.5 | 173
135983 | INDUSTRY | NYISO | 2 | 34.5 | 173
135984 | IROQUOIS | NYISO | 2 | 34.5 | 173
135986 | KLN&BRTE | NYISO | 2 | 34.5 | 173
135988 | LAKEVLE | NYISO | 2 | 34.5 | 173
135991 | LIMA | NYISO | 2 | 34.5 | 173
135992 | LINDEN | NYISO | 2 | 34.5 | 173
135993 | LIVONIA | NYISO | 2 | 34.5 | 173
135994 | LNCSTRST | NYISO | 2 | 34.5 | 173
135995 | LYNDNVLE | NYISO | 2 | 34.5 | 173
136002 | MEDINA | NYISO | 2 | 34.5 | 173
136004 | MIDDLEPR | NYISO | 2 | 34.5 | 173
136005 | MIDLPRT | NYISO | 2 | 34.5 | 173
136008 | NEWFANE | NYISO | 2 | 34.5 | 173
136009 | NEWSTEAD | NYISO | 2 | 34.5 | 173
136013 | ORANGVLE | NYISO | 2 | 34.5 | 173
136014 | AFRFOOD | NYISO | 2 | 34.5 | 173
136016 | PHILIPSR | NYISO | 2 | 34.5 | 173
136017 | RICHMOND | NYISO | 2 | 34.5 | 173
136018 | ROYALTON | NYISO | 2 | 34.5 | 173
136019 | RUSH | NYISO | 2 | 34.5 | 173
136020 | SHEPARDR | NYISO | 2 | 34.5 | 173
136021 | SNEWFANE | NYISO | 2 | 34.5 | 173
136022 | SOLNDFOO | NYISO | 2 | 34.5 | 173
136023 | GROVCORR | NYISO | 2 | 34.5 | 173
136026 | CANAWAGU | NYISO | 2 | 34.5 | 173
136027 | W MANAGE | NYISO | 2 | 34.5 | 173
136028 | WALBION | NYISO | 2 | 34.5 | 173
136029 | WATERPRT | NYISO | 2 | 34.5 | 173
136030 | WHETHFLD | NYISO | 2 | 34.5 | 173
136031 | WILSON | NYISO | 1 | 34.5 | 145
136034 | USGYPS | NYISO | 2 | 34.5 | 173
136040 | CUTCO | NYISO | 1 | 34.5 | 145
136041 | ANIESITE | NYISO | 1 | 34.5 | 145
136042 | SINCV72 | NYISO | 1 | 34.5 | 145
136043 | NLASTAP | NYISO | 1 | 34.5 | 145
136044 | NIAGLAS | NYISO | 1 | 34.5 | 145
136045 | AINDTAP | NYISO | 1 | 34.5 | 145
136046 | AEROIND | NYISO | 1 | 34.5 | 145
136052 | WETZEL14 | NYISO | 3 | 115 | 146
136103 | EDGE | NYISO | 5 | 115 | 147
136104 | COLL CROSS 5 | NYISO | 3 | 115 | 146
136153 | LAFAYTTE | NYISO | 3 | 345 | 146 |  |  |  | 43.0404 | -76.388
136156 | VOLNEY | NYISO | 3 | 345 | 146 |  |  |  | 43.4001 | -76.3479
136161 | BELMNT13 | NYISO | 3 | 115 | 146
136162 | BARTEL10 | NYISO | 3 | 115 | 146
136163 | BARTEL 3 | NYISO | 3 | 115 | 146
136165 | MILLER T | NYISO | 3 | 115 | 146
136170 | ALCAN | NYISO | 3 | 115 | 146
136171 | LAKE RD | NYISO | 3 | 115 | 146
136172 | ALTP | NYISO | 3 | 115 | 146
136173 | ANHBS-13 | NYISO | 3 | 115 | 146
136175 | BELMNT 4 | NYISO | 3 | 115 | 146
136176 | BRDGPORT | NYISO | 3 | 115 | 146
136177 | BRSTLAB1 | NYISO | 3 | 115 | 146
136180 | CARRIER | NYISO | 3 | 115 | 146
136182 | CLEARWTR | NYISO | 3 | 115 | 146
136183 | CLTNCORN | NYISO | 3 | 115 | 146
136185 | CRS HNDS | NYISO | 3 | 115 | 146
136188 | DELPHI | NYISO | 3 | 115 | 146
136190 | DUGUID | NYISO | 3 | 115 | 146
136192 | ELECT PK | NYISO | 3 | 115 | 146
136193 | EUCLIDT7 | NYISO | 3 | 115 | 146
136194 | FARMGTN1 | NYISO | 3 | 115 | 146
136195 | FITZRESB | NYISO | 3 | 115 | 146
136196 | FLY | NYISO | 3 | 115 | 146
136200 | GERES LK | NYISO | 3 | 115 | 146
136201 | GLBRT ML | NYISO | 3 | 115 | 146
136215 | LEESHTP2 | NYISO | 3 | 115 | 146
136217 | ANHBSH-9 | NYISO | 3 | 115 | 146
136219 | MILLER | NYISO | 3 | 115 | 146
136221 | N PG TAP | NYISO | 3 | 115 | 146
136223 | NEW HAVN | NYISO | 3 | 115 | 146
136224 | NEWHVNTP | NYISO | 3 | 115 | 146
136226 | OWNS-ILL | NYISO | 3 | 115 | 146
136227 | PALOMA | NYISO | 3 | 115 | 146
136229 | PEAT-10 | NYISO | 3 | 115 | 146
136230 | PEAT-7 | NYISO | 3 | 115 | 146
136232 | PIN G-10 | NYISO | 3 | 115 | 146
136233 | PIN G-3 | NYISO | 3 | 115 | 146
136234 | ROCK CUT | NYISO | 3 | 115 | 146
136235 | S OSWEGO | NYISO | 3 | 115 | 146
136240 | SOREL-9 | NYISO | 3 | 115 | 146
136241 | SORRELL | NYISO | 3 | 115 | 146
136242 | SOUTHWD | NYISO | 3 | 115 | 146
136243 | SUNY@CRT | NYISO | 3 | 115 | 146
136245 | TEMPLE | NYISO | 3 | 115 | 146
136247 | TULLER H | NYISO | 3 | 115 | 146
136248 | TULLY CT | NYISO | 3 | 115 | 146
136249 | WHITAKER | NYISO | 3 | 115 | 146
136252 | 9 MI PT | NYISO | 3 | 115 | 146
136254 | LAMSON | NYISO | 3 | 34.5 | 146
136260 | EUCLID11 | NYISO | 3 | 115 | 146
136261 | EUCLID17 | NYISO | 3 | 115 | 146
136262 | TERMINAL | NYISO | 3 | 115 | 146
136263 | CRYSTLTP | NYISO | 3 | 34.5 | 146
136264 | CRYSTEEL | NYISO | 3 | 34.5 | 146
136265 | BRS TAP2 | NYISO | 3 | 34.5 | 146
136271 | LOCKTAP | NYISO | 3 | 115 | 146
136279 | NPG-3 | NYISO | 3 | 115 | 146
136293 | EUCLIDT1 | NYISO | 3 | 115 | 146
136294 | HARRISRCTR | NYISO | 3 | 115 | 146
136300 | HIGH DAM | NYISO | 3 | 46 | 146
136302 | #2 TAPGE | NYISO | 3 | 34.5 | 146
136303 | ACCURATP | NYISO | 3 | 34.5 | 146
136305 | ALID GEN | NYISO | 3 | 34.5 | 146
136306 | ALLIED T | NYISO | 3 | 34.5 | 146
136307 | ARMS COR | NYISO | 3 | 34.5 | 146
136308 | ARMS COT | NYISO | 3 | 34.5 | 146
136310 | ASH-SOL8 | NYISO | 3 | 34.5 | 146
136311 | ASH-TE74 | NYISO | 3 | 34.5 | 146
136312 | AT&T | NYISO | 3 | 34.5 | 146
136313 | AT&T TAP | NYISO | 3 | 34.5 | 146
136314 | ATLAN TA | NYISO | 3 | 34.5 | 146
136316 | BALDWINS | NYISO | 3 | 34.5 | 146
136317 | BALDW1T9 | NYISO | 3 | 34.5 | 146
136318 | BALDW2T9 | NYISO | 3 | 34.5 | 146
136319 | BALINA T | NYISO | 3 | 34.5 | 146
136320 | BALLINA | NYISO | 3 | 34.5 | 146
136322 | BIRDSEYE | NYISO | 3 | 34.5 | 146
136323 | BIRDSI T | NYISO | 3 | 34.5 | 146
136324 | OERF TAP | NYISO | 3 | 34.5 | 146
136325 | OSW ERF | NYISO | 3 | 34.5 | 146
136326 | BOOHER | NYISO | 3 | 34.5 | 146
136327 | BOOHER T | NYISO | 3 | 34.5 | 146
136328 | BORDEN T | NYISO | 3 | 34.5 | 146
136331 | BREWERTO | NYISO | 3 | 34.5 | 146
136332 | BRIGHTON | NYISO | 3 | 34.5 | 146
136334 | BRITAP | NYISO | 3 | 34.5 | 146
136337 | BURNET | NYISO | 3 | 34.5 | 146
136338 | BV BR 93 | NYISO | 3 | 34.5 | 146
136339 | CAM-SYLT | NYISO | 3 | 34.5 | 146
136340 | CAMIL TA | NYISO | 3 | 34.5 | 146
136341 | CAMILLUS | NYISO | 3 | 34.5 | 146
136342 | CAMPBELL | NYISO | 3 | 34.5 | 146
136343 | CAMPBLT0 | NYISO | 3 | 34.5 | 146
136344 | CAMPBLT3 | NYISO | 3 | 34.5 | 146
136345 | CARDIFF | NYISO | 3 | 34.5 | 146
136346 | CAROUSEL | NYISO | 3 | 34.5 | 146
136347 | CAZENOVI | NYISO | 3 | 34.5 | 146
136348 | CAZENOVT | NYISO | 3 | 34.5 | 146
136349 | CENTRALS | NYISO | 3 | 34.5 | 146
136351 | CHITEN T | NYISO | 3 | 34.5 | 146
136352 | CHITENAN | NYISO | 3 | 34.5 | 146
136354 | CICERO T | NYISO | 3 | 34.5 | 146
136355 | CLEVELAN | NYISO | 3 | 34.5 | 146
136356 | CLEVLN T | NYISO | 3 | 34.5 | 146
136359 | COLOSSE | NYISO | 3 | 34.5 | 146
136360 | CONST TA | NYISO | 3 | 34.5 | 146
136361 | CONST T1 | NYISO | 3 | 34.5 | 146
136362 | CONSTANT | NYISO | 3 | 34.5 | 146
136363 | COR WAST | NYISO | 3 | 34.5 | 146
136364 | CORLINTP | NYISO | 3 | 34.5 | 146
136365 | CORT ASP | NYISO | 3 | 34.5 | 146
136368 | CORT WDT | NYISO | 3 | 34.5 | 146
136371 | CORTLINE | NYISO | 3 | 34.5 | 146
136372 | CORWA T | NYISO | 3 | 34.5 | 146
136373 | COURT ST | NYISO | 3 | 34.5 | 146
136375 | CROUSE H | NYISO | 3 | 34.5 | 146
136378 | CUYLER | NYISO | 3 | 34.5 | 146
136380 | DERUYTER | NYISO | 3 | 34.5 | 146
136383 | DORWINT3 | NYISO | 3 | 34.5 | 146
136384 | DRUMLINS | NYISO | 3 | 34.5 | 146
136385 | DW WINKT | NYISO | 3 | 34.5 | 146
136386 | E FULTON | NYISO | 3 | 34.5 | 146
136387 | E SYR T | NYISO | 3 | 34.5 | 146
136388 | E SYRACU | NYISO | 3 | 34.5 | 146
136389 | EAGLE ME | NYISO | 3 | 34.5 | 146
136390 | EAGLE TA | NYISO | 3 | 34.5 | 146
136392 | EL TESTT | NYISO | 3 | 34.5 | 146
136394 | ELEC TES | NYISO | 3 | 34.5 | 146
136395 | EMS #1 | NYISO | 3 | 34.5 | 146
136396 | EMS #2 | NYISO | 3 | 34.5 | 146
136397 | EMS TAP1 | NYISO | 3 | 34.5 | 146
136398 | EMS TAP2 | NYISO | 3 | 34.5 | 146
136399 | FULTN HY | NYISO | 3 | 34.5 | 146
136400 | FABIUS | NYISO | 3 | 34.5 | 146
136401 | FABIUS T | NYISO | 3 | 34.5 | 146
136402 | FAIR REH | NYISO | 3 | 34.5 | 146
136403 | FAIRD TA | NYISO | 3 | 34.5 | 146
136404 | FAIRDALE | NYISO | 3 | 34.5 | 146
136405 | FAIRMONT | NYISO | 3 | 34.5 | 146
136406 | FAY BR84 | NYISO | 3 | 34.5 | 146
136407 | FAY ST | NYISO | 3 | 34.5 | 146
136409 | FAYETTE | NYISO | 3 | 34.5 | 146
136410 | FAYETX27 | NYISO | 3 | 34.5 | 146
136411 | FAYETV T | NYISO | 3 | 34.5 | 146
136412 | FAYETVIL | NYISO | 3 | 34.5 | 146
136413 | FISH TA | NYISO | 3 | 34.5 | 146
136414 | FISHER A | NYISO | 3 | 34.5 | 146
136415 | FREE ST | NYISO | 3 | 34.5 | 146
136416 | BRS TAP1 | NYISO | 3 | 34.5 | 146
136418 | GALEVILL | NYISO | 3 | 34.5 | 146
136419 | GAY BR T | NYISO | 3 | 34.5 | 146
136420 | GAYLORD | NYISO | 3 | 34.5 | 146
136421 | GCS | NYISO | 3 | 34.5 | 146
136423 | GCS #3 | NYISO | 3 | 34.5 | 146
136424 | GCS RC T | NYISO | 3 | 34.5 | 146
136426 | GCS TAP | NYISO | 3 | 34.5 | 146
136427 | GCS T2 | NYISO | 3 | 34.5 | 146
136428 | GCS T8 | NYISO | 3 | 34.5 | 146
136429 | GE #2 | NYISO | 3 | 34.5 | 146
136430 | GE #3 | NYISO | 3 | 34.5 | 146
136431 | GE #4 | NYISO | 3 | 34.5 | 146
136432 | EMOLLOY | NYISO | 3 | 115 | 146
136433 | GE #5 TA | NYISO | 3 | 34.5 | 146
136436 | SYROCO12 | NYISO | 3 | 34.5 | 146
136437 | NPT GEN | NYISO | 3 | 34.5 | 146
136438 | GE#3 TAP | NYISO | 3 | 34.5 | 146
136439 | GE#4 TAP | NYISO | 3 | 34.5 | 146
136440 | GLENS TP | NYISO | 3 | 34.5 | 146
136441 | GLENWD T | NYISO | 3 | 34.5 | 146
136442 | GLENWOOD | NYISO | 3 | 34.5 | 146
136443 | GRANB HY | NYISO | 3 | 34.5 | 146
136444 | GRANBY C | NYISO | 3 | 34.5 | 146
136445 | GTE | NYISO | 3 | 34.5 | 146
136447 | GUTCHEST | NYISO | 3 | 34.5 | 146
136448 | HANCK T4 | NYISO | 3 | 34.5 | 146
136449 | HANCOCK | NYISO | 3 | 34.5 | 146
136450 | HANCOCKT | NYISO | 3 | 34.5 | 146
136452 | HEAD-BUR | NYISO | 3 | 34.5 | 146
136455 | HIAW TAP | NYISO | 3 | 34.5 | 146
136456 | HILTNSTL | NYISO | 3 | 34.5 | 146
136457 | HILTON T | NYISO | 3 | 34.5 | 146
136458 | HINDSD T | NYISO | 3 | 34.5 | 146
136459 | HINDSDAL | NYISO | 3 | 34.5 | 146
136460 | HOMER | NYISO | 3 | 34.5 | 146
136461 | HOMER TA | NYISO | 3 | 34.5 | 146
136463 | IND PK T | NYISO | 3 | 34.5 | 146
136464 | JAMESVIL | NYISO | 3 | 34.5 | 146
136465 | SC TAP | NYISO | 3 | 34.5 | 146
136466 | JEWETT R | NYISO | 3 | 34.5 | 146
136467 | JMSVLL T | NYISO | 3 | 34.5 | 146
136468 | JOH BROT | NYISO | 3 | 34.5 | 146
136469 | JOHNS LU | NYISO | 3 | 34.5 | 146
136470 | JORD IND | NYISO | 3 | 34.5 | 146
136471 | KILLIAN | NYISO | 3 | 34.5 | 146
136472 | LABR TAP | NYISO | 3 | 34.5 | 146
136474 | LAKEP TA | NYISO | 3 | 34.5 | 146
136476 | LEY CREK | NYISO | 3 | 34.5 | 146
136479 | LHH TAP1 | NYISO | 3 | 34.5 | 146
136480 | LHH TAP2 | NYISO | 3 | 34.5 | 146
136481 | LHHMALT2 | NYISO | 3 | 34.5 | 146
136482 | W CLEVLD | NYISO | 3 | 34.5 | 146
136483 | LONG BRA | NYISO | 3 | 34.5 | 146
136484 | LORDS HT | NYISO | 3 | 34.5 | 146
136485 | LORDS H1 | NYISO | 3 | 34.5 | 146
136486 | LORINGS | NYISO | 3 | 34.5 | 146
136487 | MALLO T1 | NYISO | 3 | 34.5 | 146
136488 | MALLO T2 | NYISO | 3 | 34.5 | 146
136489 | MALLO T3 | NYISO | 3 | 34.5 | 146
136492 | MANLIUST | NYISO | 3 | 34.5 | 146
136493 | MBOX&RUT | NYISO | 3 | 34.5 | 146
136494 | MCBRIDE | NYISO | 3 | 34.5 | 146
136495 | MCGRAW | NYISO | 3 | 34.5 | 146
136496 | MCGRAW T | NYISO | 3 | 34.5 | 146
136497 | MCGRR TA | NYISO | 3 | 34.5 | 146
136498 | MEADOW L | NYISO | 3 | 34.5 | 146
136499 | MEADOW T | NYISO | 3 | 34.5 | 146
136502 | MESSINT9 | NYISO | 3 | 34.5 | 146
136503 | MEXICO | NYISO | 3 | 34.5 | 146
136504 | MIDLER | NYISO | 3 | 34.5 | 146
136505 | MIDLER T | NYISO | 3 | 34.5 | 146
136506 | MIDSTATE | NYISO | 3 | 34.5 | 146
136507 | MIDSTATT | NYISO | 3 | 34.5 | 146
136508 | MILLER | NYISO | 3 | 34.5 | 146
136509 | MILLER T | NYISO | 3 | 34.5 | 146
136510 | MINETT T | NYISO | 3 | 34.5 | 146
136511 | MINETTO | NYISO | 3 | 34.5 | 146
136512 | MINOA | NYISO | 3 | 34.5 | 146
136513 | MLR WAST | NYISO | 3 | 34.5 | 146
136514 | MON MACH | NYISO | 3 | 34.5 | 146
136515 | MONARC T | NYISO | 3 | 34.5 | 146
136516 | STH CONT | NYISO | 3 | 34.5 | 146
136517 | MUNSONST | NYISO | 3 | 34.5 | 146
136518 | N SYR TA | NYISO | 3 | 34.5 | 146
136519 | NILES | NYISO | 3 | 34.5 | 146
136520 | NILES TA | NYISO | 3 | 34.5 | 146
136521 | SUNY HSC | NYISO | 3 | 34.5 | 146
136522 | SUNY HSC | NYISO | 3 | 34.5 | 146
136524 | OBERD TA | NYISO | 3 | 34.5 | 146
136525 | OBERDOFE | NYISO | 3 | 34.5 | 146
136526 | OCWA | NYISO | 3 | 34.5 | 146
136527 | OCWA BAI | NYISO | 3 | 34.5 | 146
136529 | OMEGAWIR | NYISO | 3 | 34.5 | 146
136530 | ON ME T2 | NYISO | 3 | 34.5 | 146
136531 | LEY CRK2 | NYISO | 3 | 34.5 | 146
136532 | LEY CRK1 | NYISO | 3 | 34.5 | 146
136533 | ONO MET | NYISO | 3 | 34.5 | 146
136534 | ONON ME7 | NYISO | 3 | 34.5 | 146
136536 | ONONPUMP | NYISO | 3 | 34.5 | 146
136537 | OSW FALL | NYISO | 3 | 34.5 | 146
136538 | OSW PUMP | NYISO | 3 | 34.5 | 146
136540 | OSWEGO T | NYISO | 3 | 34.5 | 146
136541 | PEBBH T2 | NYISO | 3 | 34.5 | 146
136542 | OTISC T2 | NYISO | 3 | 34.5 | 146
136543 | OTISC T8 | NYISO | 3 | 34.5 | 146
136544 | UDG-184 | NYISO | 1 | 115 | 145
136546 | OWENS IL | NYISO | 3 | 34.5 | 146
136548 | OXBOW AS | NYISO | 3 | 34.5 | 146
136549 | P&C TAP | NYISO | 3 | 34.5 | 146
136551 | PACK TAP | NYISO | 3 | 34.5 | 146
136552 | PACKAGIN | NYISO | 3 | 34.5 | 146
136553 | PALL TRI | NYISO | 3 | 34.5 | 146
136554 | PALL TRT | NYISO | 3 | 34.5 | 146
136555 | PALTRMTT | NYISO | 3 | 34.5 | 146
136556 | PARISH | NYISO | 3 | 34.5 | 146
136557 | PARK ST | NYISO | 3 | 34.5 | 146
136558 | PEBBH T1 | NYISO | 3 | 34.5 | 146
136560 | PERRYVIL | NYISO | 3 | 34.5 | 146
136562 | PHOENIX | NYISO | 3 | 34.5 | 146
136563 | PLTRYMET | NYISO | 3 | 34.5 | 146
136564 | POLK STN | NYISO | 3 | 34.5 | 146
136565 | POLK STT | NYISO | 3 | 34.5 | 146
136566 | POMPEY | NYISO | 3 | 34.5 | 146
136567 | POMPEY T | NYISO | 3 | 34.5 | 146
136568 | PRESTO T | NYISO | 3 | 34.5 | 146
136569 | PRESTOLI | NYISO | 3 | 34.5 | 146
136570 | PULASK T | NYISO | 3 | 34.5 | 146
136571 | PULASKI | NYISO | 3 | 34.5 | 146
136573 | RATHBURN | NYISO | 3 | 34.5 | 146
136575 | RATNOURT | NYISO | 3 | 34.5 | 146
136576 | X21K23 | NYISO | 3 | 34.5 | 146
136577 | RBBRMDTP | NYISO | 3 | 34.5 | 146
136578 | RIDGE RD | NYISO | 3 | 34.5 | 146
136579 | ROLL BEA | NYISO | 3 | 34.5 | 146
136580 | ROLL TAP | NYISO | 3 | 34.5 | 146
136582 | ROTH STE | NYISO | 3 | 34.5 | 146
136583 | RUBBRMD | NYISO | 3 | 34.5 | 146
136584 | S BAY | NYISO | 3 | 34.5 | 146
136585 | S BAY TA | NYISO | 3 | 34.5 | 146
136586 | SAND CRT | NYISO | 3 | 34.5 | 146
136587 | SAND RD | NYISO | 3 | 34.5 | 146
136588 | SAND RDT | NYISO | 3 | 34.5 | 146
136589 | SANDERS | NYISO | 3 | 34.5 | 146
136590 | SANDY CR | NYISO | 3 | 34.5 | 146
136591 | SAUND TA | NYISO | 3 | 34.5 | 146
136593 | SENECA T | NYISO | 3 | 34.5 | 146
136594 | SENT HE1 | NYISO | 3 | 34.5 | 146
136595 | SENTINAL | NYISO | 3 | 34.5 | 146
136596 | SKAN F T | NYISO | 3 | 34.5 | 146
136599 | SMITH CO | NYISO | 3 | 34.5 | 146
136600 | SO OSWEG | NYISO | 3 | 34.5 | 146
136601 | SOL WAST | NYISO | 3 | 34.5 | 146
136603 | SPRGF T6 | NYISO | 3 | 34.5 | 146
136604 | SPRGF T8 | NYISO | 3 | 34.5 | 146
136605 | SPRINGF1 | NYISO | 3 | 34.5 | 146
136606 | STAUF TA | NYISO | 3 | 34.5 | 146
136608 | STICKLEY | NYISO | 3 | 34.5 | 146
136609 | STILES | NYISO | 3 | 34.5 | 146
136610 | STILES T | NYISO | 3 | 34.5 | 146
136611 | SU RES T | NYISO | 3 | 34.5 | 146
136612 | SU RESEA | NYISO | 3 | 34.5 | 146
136614 | SUB C TA | NYISO | 3 | 34.5 | 146
136615 | SUNY O T | NYISO | 3 | 34.5 | 146
136616 | SUNY OSW | NYISO | 3 | 34.5 | 146
136617 | SUNY 1 O | NYISO | 3 | 34.5 | 146
136618 | SUNY1 T | NYISO | 3 | 34.5 | 146
136620 | SUTTON T | NYISO | 3 | 34.5 | 146
136621 | SWX20L23 | NYISO | 3 | 34.5 | 146
136622 | SWX20K23 | NYISO | 3 | 34.5 | 146
136623 | SYR CHIN | NYISO | 3 | 34.5 | 146
136624 | SYR ORNA | NYISO | 3 | 34.5 | 146
136625 | SYR TNKT | NYISO | 3 | 34.5 | 146
136627 | SYR UNIV | NYISO | 3 | 34.5 | 146
136630 | TEALL T4 | NYISO | 3 | 34.5 | 146
136631 | TEALLT8 | NYISO | 3 | 34.5 | 146
136632 | THIRD ST | NYISO | 3 | 34.5 | 146
136633 | THIRD ST | NYISO | 3 | 34.5 | 146
136634 | TIL-BRIG | NYISO | 3 | 34.5 | 146
136635 | TILD T8 | NYISO | 3 | 34.5 | 146
136637 | TRUXTON | NYISO | 3 | 34.5 | 146
136638 | TUSC PLT | NYISO | 3 | 34.5 | 146
136639 | TUSCAROR | NYISO | 3 | 34.5 | 146
136641 | UFRIG T1 | NYISO | 3 | 34.5 | 146
136642 | P&C_DIST | NYISO | 3 | 34.5 | 146
136644 | US CON T | NYISO | 3 | 34.5 | 146
136645 | US CONTA | NYISO | 3 | 34.5 | 146
136646 | US HOF T | NYISO | 3 | 34.5 | 146
136647 | US HOFFM | NYISO | 3 | 34.5 | 146
136648 | US P.O. | NYISO | 3 | 34.5 | 146
136649 | US&OCW T | NYISO | 3 | 34.5 | 146
136651 | USAF32 T | NYISO | 3 | 34.5 | 146
136655 | W MONROE | NYISO | 3 | 34.5 | 146
136656 | WARREN T | NYISO | 3 | 34.5 | 146
136657 | WEST OSW | NYISO | 3 | 34.5 | 146
136658 | WESTV TA | NYISO | 3 | 34.5 | 146
136659 | WESTVALE | NYISO | 3 | 34.5 | 146
136661 | WHITMANT | NYISO | 3 | 34.5 | 146
136662 | WOOD TA2 | NYISO | 3 | 34.5 | 146
136663 | WOODA T4 | NYISO | 3 | 34.5 | 146
136665 | WOODRDT6 | NYISO | 3 | 34.5 | 146
136666 | WOODRDT7 | NYISO | 3 | 34.5 | 146
136751 | ALLENS F | NYISO | 4 | 115 | 175
136752 | ANDRWS-4 | NYISO | 5 | 115 | 147
136754 | BATTL HL | NYISO | 5 | 115 | 147
136757 | N.O-BRG | NYISO | 5 | 115 | 147
136758 | BREMEN | NYISO | 5 | 115 | 147
136760 | BRADY | NYISO | 4 | 115 | 175
136761 | BU+LY+MO | NYISO | 5 | 115 | 147
136762 | CLIMAX | NYISO | 5 | 115 | 147
136765 | DE KALB | NYISO | 5 | 115 | 147
136766 | DEFERIET | NYISO | 5 | 115 | 147
136767 | DENNISON | NYISO | 4 | 115 | 175 |  |  |  | 44.9198 | -74.8352
136768 | E WTRTWN | NYISO | 5 | 115 | 147
136769 | F DRUM#2 | NYISO | 5 | 115 | 147
136771 | FLAT RCK | NYISO | 5 | 115 | 147
136772 | FT. DRUM | NYISO | 5 | 115 | 147
136773 | GLEN PRK | NYISO | 5 | 115 | 147
136774 | GVNR TLC | NYISO | 5 | 115 | 147
136775 | HIGLEY | NYISO | 5 | 115 | 147
136784 | MC ADOO | NYISO | 5 | 115 | 147
136787 | CORNING | NYISO | 5 | 115 | 147
136790 | NEWTON F | NYISO | 5 | 115 | 147
136793 | NY AIR B | NYISO | 5 | 115 | 147
136794 | OGDENSBG | NYISO | 5 | 115 | 147
136795 | PARISHVL | NYISO | 4 | 115 | 175
136796 | POTDM PA | NYISO | 5 | 115 | 147
136797 | PYRITE-7 | NYISO | 5 | 115 | 147
136798 | PYRITE-8 | NYISO | 5 | 115 | 147
136800 | RAYBROOK | NYISO | 4 | 115 | 175
136801 | RAYMD HY | NYISO | 5 | 115 | 147
136803 | SANDST-4 | NYISO | 5 | 115 | 147
136806 | SUGAR IS | NYISO | 5 | 115 | 147
136808 | THOU ISL | NYISO | 5 | 115 | 147
136809 | W ADAMS | NYISO | 5 | 115 | 147
136810 | ZINCO | NYISO | 5 | 115 | 147
136812 | MC ADOO2 | NYISO | 5 | 115 | 147
136815 | LYMETP | NYISO | 5 | 115 | 147
136816 | LYME | NYISO | 5 | 115 | 147
136850 | AUSABLE | NYISO | 4 | 46 | 175
136851 | BLOOMING | NYISO | 4 | 46 | 175
136853 | GABRIELS | NYISO | 4 | 46 | 175
136856 | LAKE CLE | NYISO | 4 | 46 | 175
136858 | LOON LAK | NYISO | 4 | 46 | 175
136859 | MERRILSV | NYISO | 4 | 46 | 175
136860 | PAUL SMI | NYISO | 4 | 46 | 175
136863 | RIVERVIE | NYISO | 4 | 46 | 175
136864 | SILVER L | NYISO | 4 | 46 | 175
136900 | BOMBAY | NYISO | 4 | 34.5 | 175
136904 | CHASM TA | NYISO | 4 | 34.5 | 175
136905 | COLONY | NYISO | 5 | 34.5 | 147
136906 | EDWARD T | NYISO | 5 | 34.5 | 147
136907 | EDWARDS | NYISO | 5 | 34.5 | 147
136908 | ELM ST | NYISO | 4 | 34.5 | 175
136909 | F COVING | NYISO | 4 | 34.5 | 175
136910 | FINE RD | NYISO | 5 | 34.5 | 147
136911 | FRANK TA | NYISO | 4 | 34.5 | 175
136912 | N BOMBAY | NYISO | 4 | 34.5 | 175
136914 | MACOMB | NYISO | 4 | 34.5 | 175
136915 | MACOMB A | NYISO | 4 | 34.5 | 175
136917 | MALON TA | NYISO | 4 | 34.5 | 175
136920 | MOIRA | NYISO | 4 | 34.5 | 175
136921 | MOIRA T | NYISO | 4 | 34.5 | 175
136922 | N BANGOR | NYISO | 4 | 34.5 | 175
136923 | N LAWREN | NYISO | 4 | 34.5 | 175
136924 | NEWT TAP | NYISO | 5 | 34.5 | 147
136925 | NEWTON F | NYISO | 5 | 34.5 | 147
136929 | SO EDWAR | NYISO | 5 | 34.5 | 147
136930 | SPENCER | NYISO | 4 | 34.5 | 175
136931 | ST REGIS | NYISO | 4 | 34.5 | 175
136932 | STAR LAK | NYISO | 5 | 34.5 | 147
136933 | WESTVILL | NYISO | 4 | 34.5 | 175
136950 | ADIR TAP | NYISO | 5 | 23 | 147
136952 | AGWAY PE | NYISO | 5 | 23 | 147
136953 | ANTWERP | NYISO | 5 | 23 | 147
136954 | ARNDPM | NYISO | 5 | 23 | 147
136956 | BAR PAT | NYISO | 5 | 23 | 147
136957 | BARRET P | NYISO | 5 | 23 | 147
136961 | BL CLA T | NYISO | 5 | 23 | 147
136962 | BLAC CLA | NYISO | 5 | 23 | 147
136964 | BOISE CA | NYISO | 5 | 23 | 147
136965 | BOISE TP | NYISO | 5 | 23 | 147
136967 | BRIER | NYISO | 5 | 23 | 147
136968 | BRIER TA | NYISO | 5 | 23 | 147
136969 | BROWNVIL | NYISO | 5 | 23 | 147
136970 | CANTON A | NYISO | 5 | 23 | 147
136971 | CANTON T | NYISO | 5 | 23 | 147
136974 | CARTHAGE | NYISO | 5 | 23 | 147
136975 | CARTHPAP | NYISO | 5 | 23 | 147
136976 | CATALD T | NYISO | 5 | 23 | 147
136985 | COFF TAP | NYISO | 5 | 23 | 147
136987 | COLLIN T | NYISO | 5 | 23 | 147
136988 | COLLINSV | NYISO | 5 | 23 | 147
136992 | COPENH T | NYISO | 5 | 23 | 147
136996 | DAVID | NYISO | 5 | 23 | 147
137000 | DENLY TA | NYISO | 5 | 23 | 147
137001 | DEXTER | NYISO | 5 | 23 | 147
137007 | ELMER TA | NYISO | 5 | 23 | 147
137010 | EMER TAP | NYISO | 5 | 23 | 147
137012 | EVANS MI | NYISO | 5 | 23 | 147
137015 | FOWLER | NYISO | 5 | 23 | 147
137016 | FRONT TA | NYISO | 5 | 23 | 147
137018 | GLENF TA | NYISO | 5 | 23 | 147
137019 | GLENFIEL | NYISO | 5 | 23 | 147
137021 | GOV TALC | NYISO | 5 | 23 | 147
137022 | H.D.G.#3 | NYISO | 5 | 23 | 147
137023 | H.D.G.#6 | NYISO | 5 | 23 | 147
137024 | HAILS TA | NYISO | 5 | 23 | 147
137025 | HAILSBOR | NYISO | 5 | 23 | 147
137026 | HAMMOND | NYISO | 5 | 23 | 147
137028 | HEUVELTO | NYISO | 5 | 23 | 147
137030 | HOLLOW T | NYISO | 5 | 23 | 147
137031 | HOLOW DM | NYISO | 5 | 23 | 147
137032 | INDIAN F | NYISO | 5 | 23 | 147
137034 | JAMES RV | NYISO | 5 | 23 | 147
137035 | JP DOW T | NYISO | 5 | 23 | 147
137036 | JP DOWNI | NYISO | 5 | 23 | 147
137038 | KNOWLT T | NYISO | 5 | 23 | 147
137039 | KNOWLTON | NYISO | 5 | 23 | 147
137040 | LERAY | NYISO | 5 | 23 | 147
137041 | LERAY TA | NYISO | 5 | 23 | 147
137042 | LISBON | NYISO | 5 | 23 | 147
137046 | MCYT T1 | NYISO | 5 | 23 | 147
137047 | MCYT T4 | NYISO | 5 | 23 | 147
137050 | MORRIS T | NYISO | 5 | 23 | 147
137052 | MORRISTO | NYISO | 5 | 23 | 147
137056 | PORTER_L3_SR | NYISO | 5 | 115 | 147
137057 | PORTER_L7_SR | NYISO | 5 | 115 | 147
137058 | OSWEGATC | NYISO | 5 | 34.5 | 147
137059 | P LEYD H | NYISO | 5 | 23 | 147
137060 | PHILA HY | NYISO | 5 | 23 | 147
137063 | PORT LEY | NYISO | 5 | 23 | 147
137064 | PORTAG T | NYISO | 5 | 23 | 147
137065 | PORTAGE | NYISO | 5 | 23 | 147
137066 | PORTLEYT | NYISO | 5 | 23 | 147
137071 | ROCK ISL | NYISO | 5 | 23 | 147
137072 | S PHILAD | NYISO | 5 | 23 | 147
137076 | SANDY HO | NYISO | 5 | 23 | 147
137078 | ST PRODT | NYISO | 5 | 23 | 147
137079 | STATE ST | NYISO | 5 | 23 | 147
137080 | STATE TA | NYISO | 5 | 23 | 147
137081 | STON PRO | NYISO | 5 | 23 | 147
137082 | TALC TAP | NYISO | 5 | 23 | 147
137084 | TALCVILE | NYISO | 5 | 23 | 147
137085 | TANNR TP | NYISO | 5 | 23 | 147
137088 | WATOW TA | NYISO | 5 | 23 | 147
137089 | WENDHYDR | NYISO | 5 | 23 | 147
137091 | ZINCO | NYISO | 5 | 23 | 147
137211 | TRNG STN | NYISO | 5 | 115 | 147
137220 | AVA-USAF | NYISO | 5 | 115 | 147
137222 | CAMDNWIR | NYISO | 5 | 115 | 147
137223 | CHDWICKS | NYISO | 5 | 115 | 147
137226 | DUNLOP | NYISO | 5 | 115 | 147
137227 | GRIFFISS | NYISO | 5 | 115 | 147
137229 | KELSEY H | NYISO | 5 | 115 | 147
137231 | LEVITT | NYISO | 5 | 115 | 147
137232 | MADISON | NYISO | 5 | 115 | 147
137233 | ONEIDA | NYISO | 5 | 115 | 147
137234 | PETRBORO | NYISO | 3 | 115 | 146
137236 | REVERE | NYISO | 5 | 115 | 147
137237 | ROME | NYISO | 5 | 115 | 147
137238 | ROME CBL | NYISO | 5 | 115 | 147
137241 | SHRL TAP | NYISO | 5 | 115 | 147
137242 | SPECMETL | NYISO | 5 | 115 | 147
137243 | STITTVL | NYISO | 5 | 115 | 147
137244 | TERMINAL | NYISO | 5 | 115 | 147
137245 | TURIN | NYISO | 5 | 115 | 147
137251 | DEBALSO | NYISO | 5 | 115 | 147
137252 | GEUTICA | NYISO | 5 | 115 | 147
137253 | BURRWSTP | NYISO | 5 | 46 | 147
137254 | BURWSREC | NYISO | 5 | 46 | 147
137255 | WALESVL | NYISO | 5 | 115 | 147
137270 | ALDER CR | NYISO | 5 | 46 | 147
137271 | ARNOLD | NYISO | 5 | 46 | 147
137273 | BUROWS P | NYISO | 5 | 46 | 147
137274 | BURROWST | NYISO | 5 | 46 | 147
137275 | CHICAGO | NYISO | 5 | 46 | 147
137276 | CHICA23T | NYISO | 5 | 46 | 147
137277 | CHICA26T | NYISO | 5 | 46 | 147
137278 | CLINTON | NYISO | 5 | 46 | 147
137279 | CONKLING | NYISO | 5 | 46 | 147
137283 | E ROCK P | NYISO | 5 | 46 | 147
137284 | E ROCK T | NYISO | 5 | 46 | 147
137285 | E ROCK T | NYISO | 5 | 46 | 147
137286 | EAGLE BA | NYISO | 5 | 46 | 147
137287 | EAGLE BT | NYISO | 5 | 46 | 147
137288 | FORESTTA | NYISO | 5 | 46 | 147
137289 | FORSTPHY | NYISO | 5 | 46 | 147
137290 | FRANFO T | NYISO | 5 | 46 | 147
137291 | FRANKFOR | NYISO | 5 | 46 | 147
137292 | FRIDRH T | NYISO | 5 | 46 | 147
137293 | FRIEDRIH | NYISO | 5 | 46 | 147
137294 | GE BRO T | NYISO | 5 | 46 | 147
137295 | GE BROAD | NYISO | 5 | 46 | 147
137296 | HERKHY T | NYISO | 5 | 46 | 147
137297 | HERKM HY | NYISO | 5 | 46 | 147
137298 | HOLLAND | NYISO | 5 | 46 | 147
137299 | HOMO TAP | NYISO | 5 | 46 | 147
137300 | HOMOGMET | NYISO | 5 | 46 | 147
137303 | JUDD RD | NYISO | 5 | 46 | 147
137304 | KAYUTAHY | NYISO | 5 | 46 | 147
137305 | LIBR BUR | NYISO | 5 | 46 | 147
137307 | LITTLE F | NYISO | 5 | 46 | 147
137308 | LTLFLSHY | NYISO | 5 | 46 | 147
137309 | LUCAS TP | NYISO | 5 | 46 | 147
137310 | LUCS AER | NYISO | 5 | 46 | 147
137312 | MIDLEVIL | NYISO | 5 | 46 | 147
137313 | MIDSTA T | NYISO | 5 | 46 | 147
137314 | MIDSTATE | NYISO | 5 | 46 | 147
137315 | MOH VALP | NYISO | 5 | 46 | 147
137316 | MOM TECH | NYISO | 5 | 46 | 147
137318 | N HARTFO | NYISO | 5 | 46 | 147
137319 | NEWPOR T | NYISO | 5 | 46 | 147
137324 | OLD FORG | NYISO | 5 | 46 | 147
137325 | ON CO SE | NYISO | 5 | 46 | 147
137326 | ON CO ST | NYISO | 5 | 46 | 147
137329 | PLEASANT | NYISO | 5 | 46 | 147
137330 | POLAND | NYISO | 5 | 46 | 147
137331 | POLAND T | NYISO | 5 | 46 | 147
137332 | PROSP HY | NYISO | 5 | 46 | 147
137333 | PROSPE T | NYISO | 5 | 46 | 147
137334 | RAQUE TA | NYISO | 5 | 46 | 147
137335 | RAQUETT | NYISO | 5 | 46 | 147
137336 | REMIN AR | NYISO | 5 | 46 | 147
137338 | ROCK C T | NYISO | 5 | 46 | 147
137340 | SAQ PUMP | NYISO | 5 | 46 | 147
137343 | UN FOR H | NYISO | 5 | 46 | 147
137344 | UTC CO T | NYISO | 5 | 46 | 147
137347 | W CANADA | NYISO | 5 | 46 | 147
137348 | W HERK T | NYISO | 5 | 46 | 147
137351 | WHITE LA | NYISO | 5 | 46 | 147
137352 | WHITE LT | NYISO | 5 | 46 | 147
137353 | WHITESBO | NYISO | 5 | 46 | 147
137357 | SO. WASH | NYISO | 5 | 46 | 147
137360 | CAMDEN | NYISO | 5 | 34.5 | 147
137363 | LONGLAKE | NYISO | 5 | 34.5 | 147
137365 | LEWIS RD TAP | NYISO | 5 | 46 | 147
137370 | W. UTICA | NYISO | 5 | 115 | 147
137371 | GRANNYS | NYISO | 5 | 46 | 147
137450 | ALPS345 | NYISO | 6 | 345 | 148 |  |  |  | 42.6413 | -73.6194
137480 | ADM | NYISO | 6 | 115 | 148
137482 | ALB WAST | NYISO | 6 | 115 | 148
137485 | ALTEC | NYISO | 6 | 115 | 148
137489 | BL STR E | NYISO | 6 | 115 | 148
137490 | BLUECIRC | NYISO | 6 | 115 | 148
137491 | BOYNTONV | NYISO | 6 | 115 | 148
137493 | BURDECK | NYISO | 6 | 115 | 148
137494 | BURDECKT | NYISO | 6 | 115 | 148
137497 | CURRY RD | NYISO | 6 | 115 | 148
137498 | ELNORA | NYISO | 6 | 115 | 148
137499 | EVERETT | NYISO | 6 | 115 | 148
137500 | FIREHSRD | NYISO | 6 | 115 | 148
137501 | FRONT ST | NYISO | 6 | 115 | 148
137503 | GE MAIN | NYISO | 6 | 115 | 148
137504 | GE R&D | NYISO | 6 | 115 | 148
137506 | INDC+BKL | NYISO | 6 | 115 | 148
137507 | BOC 2T | NYISO | 6 | 115 | 148
137508 | INMAN RD | NYISO | 6 | 115 | 148
137511 | FRT FERY | NYISO | 6 | 115 | 148
137512 | JOHNSON | NYISO | 6 | 115 | 148
137514 | MCKOWNVL | NYISO | 6 | 115 | 148
137518 | NW KRMKL | NYISO | 6 | 115 | 148
137522 | PBUSH E | NYISO | 6 | 115 | 148
137523 | PBUSH W | NYISO | 6 | 115 | 148
137524 | CESTM | NYISO | 6 | 115 | 148
137525 | PINETAPE | NYISO | 6 | 115 | 148
137526 | PINETAPW | NYISO | 6 | 115 | 148
137527 | PROSPCT | NYISO | 6 | 115 | 148
137530 | RIVSDE T | NYISO | 6 | 115 | 148
137535 | RUTHTP8 | NYISO | 6 | 115 | 148
137539 | SCHOD-E | NYISO | 6 | 115 | 148
137540 | SIL. TAP | NYISO | 6 | 115 | 148
137541 | SILICON | NYISO | 6 | 115 | 148
137543 | SYCA-14 | NYISO | 6 | 115 | 148
137544 | SYCA-16 | NYISO | 6 | 115 | 148
137545 | TRINITY | NYISO | 6 | 115 | 148
137547 | UNVL 9TP | NYISO | 6 | 115 | 148
137548 | UNVL 7TP | NYISO | 6 | 115 | 148
137549 | VALKIN | NYISO | 6 | 115 | 148
137550 | VOORH E | NYISO | 6 | 115 | 148
137551 | VOORH W | NYISO | 6 | 115 | 148
137552 | WOLF RD | NYISO | 6 | 115 | 148
137554 | CHURCHTOWN | NYISO | 6 | 115 | 148
137556 | BOC 7T | NYISO | 6 | 115 | 148
137570 | ALBTP+QH | NYISO | 6 | 34.5 | 148
137571 | ALB2.4 | NYISO | 6 | 34.5 | 148
137573 | AMC+VA | NYISO | 6 | 34.5 | 148
137574 | ATOMIC | NYISO | 6 | 34.5 | 148
137575 | AA+SP+CM | NYISO | 6 | 34.5 | 148
137578 | BEVIS | NYISO | 6 | 34.5 | 148
137579 | BRUNS+CA | NYISO | 6 | 34.5 | 148
137580 | CA+FO | NYISO | 6 | 34.5 | 148
137581 | CALLANAN | NYISO | 6 | 34.5 | 148
137582 | SENTINEL | NYISO | 6 | 34.5 | 148
137583 | CENTRAL | NYISO | 6 | 34.5 | 148
137585 | CIBRO | NYISO | 6 | 34.5 | 148
137586 | HEDLY PK | NYISO | 6 | 34.5 | 148
137587 | COL P+MV | NYISO | 6 | 34.5 | 148
137588 | ALTX | NYISO | 6 | 34.5 | 148
137589 | COLVIN | NYISO | 6 | 34.5 | 148
137590 | CMRC+FRH | NYISO | 6 | 34.5 | 148
137591 | CORLISS | NYISO | 6 | 34.5 | 148
137593 | CROSSPMP | NYISO | 6 | 34.5 | 148
137594 | DEF TAP | NYISO | 6 | 34.5 | 148
137595 | DELAWARE | NYISO | 6 | 34.5 | 148
137596 | DELMAR | NYISO | 6 | 34.5 | 148
137597 | DEPOT RD | NYISO | 6 | 34.5 | 148
137598 | AI | NYISO | 6 | 34.5 | 148
137599 | EDDYPMP | NYISO | 6 | 34.5 | 148
137600 | ELSMERE | NYISO | 6 | 34.5 | 148
137601 | EMMET | NYISO | 6 | 34.5 | 148
137602 | ESCO+NAS | NYISO | 6 | 34.5 | 148
137603 | FF+PMPTP | NYISO | 6 | 34.5 | 148
137604 | VONROL | NYISO | 6 | 34.5 | 148
137605 | HILLSIDE | NYISO | 6 | 34.5 | 148
137606 | GENESEE | NYISO | 6 | 34.5 | 148
137608 | CARGILL | NYISO | 6 | 34.5 | 148
137610 | GU+SIL34 | NYISO | 6 | 34.5 | 148
137612 | ATRK | NYISO | 6 | 34.5 | 148
137613 | KARNER | NYISO | 6 | 34.5 | 148
137614 | OV SHLM | NYISO | 6 | 34.5 | 148
137615 | LATHAM | NYISO | 6 | 34.5 | 148
137616 | LIBERTY | NYISO | 6 | 34.5 | 148
137617 | LINAC | NYISO | 6 | 34.5 | 148
137618 | LNSBURG | NYISO | 6 | 34.5 | 148
137621 | MCCLELLN | NYISO | 6 | 34.5 | 148
137622 | MCRMK+PV | NYISO | 6 | 34.5 | 148
137624 | NAFI | NYISO | 6 | 34.5 | 148
137625 | NEUC MET | NYISO | 6 | 34.5 | 148
137626 | NEWARK | NYISO | 6 | 34.5 | 148
137627 | NORT+NSH | NYISO | 6 | 34.5 | 148
137628 | NRLT+MP | NYISO | 6 | 34.5 | 148
137630 | NWTN+OAT | NYISO | 6 | 34.5 | 148
137631 | NISKPMP | NYISO | 6 | 34.5 | 148
137633 | CPRRFPQI | NYISO | 6 | 34.5 | 148
137634 | PARTRDG | NYISO | 6 | 34.5 | 148
137640 | RIFLERNG | NYISO | 6 | 34.5 | 148
137644 | RVSD 14 | NYISO | 6 | 34.5 | 148
137645 | S.MALL 2 | NYISO | 6 | 34.5 | 148
137646 | S.MALL 3 | NYISO | 6 | 34.5 | 148
137647 | S.MALL 4 | NYISO | 6 | 34.5 | 148
137648 | SUNY+CS | NYISO | 6 | 34.5 | 148
137649 | SCH34 | NYISO | 6 | 34.5 | 148
137650 | SCOTIA | NYISO | 6 | 34.5 | 148
137652 | SEMINOLE | NYISO | 6 | 34.5 | 148
137653 | SEVENTH | NYISO | 6 | 34.5 | 148
137654 | SO.MALL | NYISO | 6 | 34.5 | 148
137655 | ST CLARE | NYISO | 6 | 34.5 | 148
137656 | STYV+CHY | NYISO | 6 | 34.5 | 148
137657 | ULTREPET | NYISO | 6 | 34.5 | 148
137658 | ORGCHM | NYISO | 6 | 34.5 | 148
137659 | STOTTVIL | NYISO | 6 | 34.5 | 148
137660 | T-EYCK 8 | NYISO | 6 | 34.5 | 148
137661 | T-EYCK 9 | NYISO | 6 | 34.5 | 148
137662 | T-EYCK10 | NYISO | 6 | 34.5 | 148
137663 | TEK-N | NYISO | 6 | 34.5 | 148
137664 | TEK-S | NYISO | 6 | 34.5 | 148
137665 | TELEVISN | NYISO | 6 | 34.5 | 148
137666 | TIB+RPI | NYISO | 6 | 34.5 | 148
137667 | UNIONVIL | NYISO | 6 | 34.5 | 148
137668 | UNVL+JUN | NYISO | 6 | 34.5 | 148
137669 | VALATIE | NYISO | 6 | 34.5 | 148
137671 | VORHSVL | NYISO | 6 | 34.5 | 148
137672 | WATT ST | NYISO | 6 | 34.5 | 148
137673 | WEAVER | NYISO | 6 | 34.5 | 148
137674 | WESTMERE | NYISO | 6 | 34.5 | 148
137675 | WF+AH+MP | NYISO | 6 | 34.5 | 148
137677 | ATLAS | NYISO | 6 | 34.5 | 148
137678 | ALBHS 39 | NYISO | 6 | 34.5 | 148
137679 | ANSWERS | NYISO | 6 | 34.5 | 148
137684 | GNSE TP | NYISO | 6 | 34.5 | 148
137860 | AMST 115 | NYISO | 6 | 115 | 148
137861 | BAL TP E | NYISO | 6 | 115 | 148
137867 | BROOK W | NYISO | 6 | 115 | 148
137869 | BROOK2 | NYISO | 6 | 115 | 148
137870 | BURGOYNE | NYISO | 6 | 115 | 148
137871 | BUTLER | NYISO | 6 | 115 | 148
137872 | CEDAR | NYISO | 6 | 115 | 148
137873 | CENTER-N | NYISO | 6 | 115 | 148
137874 | CENTER-S | NYISO | 6 | 115 | 148
137877 | CLINTON | NYISO | 6 | 115 | 148
137879 | CRWN+WHT | NYISO | 6 | 115 | 148
137881 | GROOMS | NYISO | 6 | 115 | 148
137882 | GRT MDWS | NYISO | 6 | 115 | 148
137883 | HAGUE2 | NYISO | 6 | 115 | 148
137884 | HAGUE4 | NYISO | 6 | 115 | 148
137888 | IP TICON | NYISO | 6 | 115 | 148
137889 | KNAPP | NYISO | 6 | 115 | 148
137894 | MULTP3S | NYISO | 6 | 115 | 148
137897 | OGN BRK5 | NYISO | 6 | 115 | 148
137898 | PORT HEN | NYISO | 6 | 115 | 148
137900 | REN WAST | NYISO | 6 | 115 | 148
137901 | REPUBLIC | NYISO | 6 | 115 | 148
137902 | SCOFIELD | NYISO | 6 | 115 | 148
137903 | SHRMTP+OG17 | NYISO | 6 | 115 | 148
137905 | ST JOHNS | NYISO | 6 | 115 | 148
137906 | STONER | NYISO | 6 | 115 | 148
137909 | TAP T79 | NYISO | 6 | 115 | 148
137910 | TICN+OTN | NYISO | 6 | 115 | 148
137911 | VAIL TAP | NYISO | 6 | 115 | 148
137913 | W.MILTON | NYISO | 6 | 115 | 148
137915 | WEIBEL1 | NYISO | 6 | 115 | 148
137916 | WEIBEL2 | NYISO | 6 | 115 | 148
137917 | WHITEHAL | NYISO | 6 | 115 | 148
137919 | SMITHBR1 | NYISO | 6 | 115 | 148
137920 | SMITHBR2 | NYISO | 6 | 115 | 148
137928 | CHASES L | NYISO | 5 | 230 | 147 |  |  |  | 43.7653 | -75.3493
137929 | FAGE DRY | NYISO | 6 | 115 | 148
137930 | AMST 69 | NYISO | 6 | 69 | 148
137931 | MAPLEAV10 | NYISO | 6 | 115 | 148
137932 | CANAJOHA | NYISO | 6 | 69 | 148
137933 | COBLEA&T | NYISO | 6 | 69 | 148
137934 | COBLESKI | NYISO | 6 | 69 | 148
137935 | DELANSON | NYISO | 6 | 69 | 148
137936 | EPHR TAP | NYISO | 6 | 69 | 148
137938 | SAR LP | NYISO | 6 | 34.5 | 148
137939 | GLOVERSV | NYISO | 6 | 69 | 148
137940 | GRANDST | NYISO | 6 | 69 | 148
137941 | HILL ST | NYISO | 6 | 69 | 148
137942 | JHNS+CAY | NYISO | 6 | 69 | 148
137943 | MARKTHL | NYISO | 6 | 69 | 148
137946 | MAY+MCA | NYISO | 6 | 69 | 148
137950 | SCHCM+GP | NYISO | 6 | 69 | 148
137951 | SCHO+MID | NYISO | 6 | 69 | 148
137952 | SHARON | NYISO | 6 | 69 | 148
137960 | GE TRNG | NYISO | 6 | 34.5 | 148
137961 | ASHLEY | NYISO | 6 | 34.5 | 148
137963 | BARTN+GR | NYISO | 6 | 34.5 | 148
137965 | BAY+BSCI | NYISO | 6 | 34.5 | 148
137966 | BIOTECH | NYISO | 6 | 34.5 | 148
137967 | BLTN TAP | NYISO | 6 | 34.5 | 148
137969 | BOLTON | NYISO | 6 | 34.5 | 148
137970 | CO+OM+LY | NYISO | 6 | 34.5 | 148
137971 | CHES | NYISO | 6 | 34.5 | 148
137972 | CHRLN+RR | NYISO | 6 | 34.5 | 148
137973 | CM+UN+HV | NYISO | 6 | 34.5 | 148
137975 | COONS TP | NYISO | 6 | 34.5 | 148
137976 | CORINTH | NYISO | 6 | 34.5 | 148
137977 | CRNTH TP | NYISO | 6 | 34.5 | 148
137978 | CURTIS S | NYISO | 6 | 34.5 | 148
137979 | FDR DAM | NYISO | 6 | 34.5 | 148
137980 | FT.GAGE | NYISO | 6 | 34.5 | 148
137981 | GF+WW+NB | NYISO | 6 | 34.5 | 148
137982 | HDF+D+GE | NYISO | 6 | 34.5 | 148
137983 | HDLY+LZR | NYISO | 6 | 34.5 | 148
137984 | HENR+GFH | NYISO | 6 | 34.5 | 148
137986 | INDIAN L | NYISO | 6 | 34.5 | 148
137987 | JAMESRIV | NYISO | 6 | 34.5 | 148
137988 | JVL+VLYF | NYISO | 6 | 34.5 | 148
137991 | BIRCH AV | NYISO | 6 | 34.5 | 148
137992 | M+S+EV+D | NYISO | 6 | 34.5 | 148
137993 | MCCREA | NYISO | 6 | 34.5 | 148
137994 | MECHANIC | NYISO | 6 | 34.5 | 148
137995 | STDA+AMT | NYISO | 6 | 34.5 | 148
137998 | CP+RCF | NYISO | 6 | 34.5 | 148
137999 | PKHM MTL | NYISO | 6 | 34.5 | 148
138001 | S.GLNGEN | NYISO | 6 | 34.5 | 148
138002 | SARATOGA | NYISO | 6 | 34.5 | 148
138003 | SARLES | NYISO | 6 | 34.5 | 148
138004 | SCHUVL | NYISO | 6 | 34.5 | 148
138005 | STLWRHYD | NYISO | 6 | 34.5 | 148
138006 | SCOKE+RR | NYISO | 6 | 34.5 | 148
138007 | SCR+POTR | NYISO | 6 | 34.5 | 148
138008 | SHORE RD | NYISO | 6 | 34.5 | 148
138009 | MUN+ESP | NYISO | 6 | 34.5 | 148
138010 | SKIDMORE | NYISO | 6 | 34.5 | 148
138012 | WIL TP | NYISO | 6 | 34.5 | 148
138013 | W.MIL.TP | NYISO | 6 | 34.5 | 148
138015 | WILTON | NYISO | 6 | 34.5 | 148
138016 | WMILTON | NYISO | 6 | 34.5 | 148
138018 | CAROGA | NYISO | 6 | 23 | 148
138020 | CHERRY | NYISO | 6 | 23 | 148
138024 | GILM+CHL | NYISO | 6 | 23 | 148
138028 | SCHENEVS | NYISO | 6 | 23 | 148
138032 | WELLS | NYISO | 6 | 23 | 148
138033 | WORCESTR | NYISO | 6 | 23 | 148
138036 | CEMENTMT | NYISO | 6 | 34.5 | 148
138038 | HOLDBUS | NYISO | 6 | 23 | 148
138040 | SKID TP | NYISO | 6 | 34.5 | 148
138041 | PALET+TP | NYISO | 6 | 34.5 | 148
138042 | CP TP | NYISO | 6 | 34.5 | 148
138043 | SARA LP | NYISO | 6 | 34.5 | 148
138044 | 10 TAP | NYISO | 6 | 34.5 | 148
138045 | SOUTHST | NYISO | 6 | 34.5 | 148
138047 | BRK TP | NYISO | 6 | 34.5 | 148
138049 | MFHYD | NYISO | 6 | 34.5 | 148
139050 | GLOVTAP | NYISO | 6 | 69 | 148
139065 | FLOTAP | NYISO | 6 | 69 | 148
146167 | COPEN_POI | NYISO | 5 | 115 | 147
146221 | Q704_GEN1 | NYISO | 1 | 34.5 | 145
146222 | Q704_GEN2 | NYISO | 1 | 34.5 | 145
146223 | Q704_GEN3 | NYISO | 1 | 34.5 | 145
146224 | Q704_GEN4 | NYISO | 1 | 34.5 | 145
146355 | Q505_BALLHIL | NYISO | 1 | 230 | 145
146403 | STORM | NYISO | 5 | 23 | 147
146409 | Q531_POI | NYISO | 5 | 115 | 147
146481 | Q667_POI | NYISO | 1 | 34.5 | 145
146482 | Q667_COLL | NYISO | 1 | 34.5 | 145
146593 | Q596_POI | NYISO | 1 | 345 | 145 |  |  |  | 41.697 | -74.8787
146644 | Q618POI | NYISO | 6 | 115 | 148
146710 | ARKWRIGHT | NYISO | 1 | 115 | 145
146753 | SMAHWAH2 | NYISO | 7 | 345 | 155 |  |  |  | 41.0845 | -74.1461
146758 | CHESTER | NYISO | 7 | 138 | 155
146759 | SILVLK69 | NYISO | 7 | 69 | 155
146762 | CONGERS | NYISO | 7 | 138 | 155
146763 | MONSEY | NYISO | 7 | 138 | 155
146767 | STONYPT | NYISO | 7 | 138 | 155
146768 | N.HEMPST | NYISO | 7 | 138 | 155
146777 | BLUHILL | NYISO | 7 | 69 | 155
146778 | ROCKSEWR | NYISO | 7 | 69 | 155
146780 | BLOOM GR | NYISO | 7 | 69 | 155
146781 | BLUE LAK | NYISO | 7 | 69 | 155
146783 | CEDAR | NYISO | 7 | 69 | 155
146791 | HUNT | NYISO | 7 | 69 | 155
146792 | LAKE RD | NYISO | 7 | 69 | 155
146794 | MONGAUP | NYISO | 7 | 69 | 155
146795 | MONROE69 | NYISO | 7 | 69 | 155
146797 | NANUET | NYISO | 7 | 69 | 155
146798 | ORANGEBG | NYISO | 7 | 69 | 155
146800 | RING69 | NYISO | 7 | 69 | 155
146805 | SLOSBURG | NYISO | 7 | 69 | 155
146807 | SPARKILL | NYISO | 7 | 69 | 155
146810 | SWING BR | NYISO | 7 | 69 | 155
146811 | TALLMAN | NYISO | 7 | 138 | 155
146813 | WISNER | NYISO | 7 | 69 | 155
146814 | BULVILLE | NYISO | 7 | 34.5 | 155
146815 | BLOOMING | NYISO | 7 | 34.5 | 155
146819 | WMILFD | NYISO | 7 | 69 | 155
146823 | HFAL | NYISO | 7 | 34.5 | 155
146824 | LPON | NYISO | 7 | 34.5 | 155
146825 | OTISVILL | NYISO | 7 | 34.5 | 155
146827 | DEAN | NYISO | 7 | 34.5 | 155
146829 | PT JERVI | NYISO | 7 | 34.5 | 155
146832 | SUMMITV | NYISO | 7 | 34.5 | 155
146833 | WPT2 | NYISO | 7 | 34.5 | 155
146834 | WPT1 | NYISO | 7 | 34.5 | 155
146835 | WURTSBOR | NYISO | 7 | 34.5 | 155
146837 | EWLKIL | NYISO | 7 | 69 | 155
146851 | GRSSYPNT | NYISO | 7 | 69 | 155
146855 | L6TAP | NYISO | 7 | 34.5 | 155
146856 | 5334TAP | NYISO | 7 | 34.5 | 155
146864 | WESTTOWN | NYISO | 7 | 69 | 155
146866 | LITTLE TOR | NYISO | 7 | 138 | 155
146867 | SNAKE HILL | NYISO | 7 | 138 | 155
146868 | CORPORATE DR | NYISO | 7 | 138 | 155
146871 | HARTLEY | NYISO | 7 | 69 | 155
146886 | BLMGTAP | NYISO | 7 | 34.5 | 155
147312 | OAK_ST | NYISO | 7 | 138 | 155
147804 | FREEDOM | NYISO | 1 | 115 | 145
147805 | BIXBY_HL | NYISO | 1 | 115 | 145
147806 | INDSTRL | NYISO | 1 | 115 | 145
147807 | CNTYLINE | NYISO | 1 | 115 | 145
147852 | CUMBERLANDHD | NYISO | 4 | 115 | 158
147857 | DVNPT NK | NYISO | 9 | 345 | 171
147862 | GR-TAP1 | NYISO | 4 | 115 | 158
147863 | GR-TAP2 | NYISO | 4 | 115 | 158
147870 | AKRON | NYISO | 2 | 115 | 173
147873 | ANDOVER | NYISO | 1 | 34.5 | 145
147875 | ARCADE | NYISO | 1 | 115 | 157
147877 | BATH MUN | NYISO | 3 | 34.5 | 146
147878 | BATH REA | NYISO | 3 | 34.5 | 146
147879 | BERGEN | NYISO | 2 | 34.5 | 173
147880 | BERLIN C | NYISO | 5 | 46 | 151
147881 | BOONVLE | NYISO | 5 | 115 | 147
147882 | BROCTON | NYISO | 1 | 34.5 | 145
147883 | CASTILLE | NYISO | 3 | 34.5 | 146
147884 | CHRCHVLE | NYISO | 2 | 34.5 | 173
147885 | CONEWANG | NYISO | 1 | 34.5 | 145
147886 | CONNERS | NYISO | 3 | 34.5 | 146
147887 | COPES CO | NYISO | 5 | 46 | 151
147888 | CURTIS R | NYISO | 3 | 34.5 | 146
147889 | DELHI CO | NYISO | 5 | 46 | 151
147890 | DRYDEN B | NYISO | 5 | 46 | 151
147891 | EATON CO | NYISO | 5 | 46 | 151
147892 | EDMSTON | NYISO | 5 | 46 | 151
147893 | SO.ST MU | NYISO | 3 | 34.5 | 146
147894 | ENDIC MU | NYISO | 3 | 34.5 | 161
147895 | FRANKFRT | NYISO | 5 | 46 | 147
147896 | FRANKLIN | NYISO | 3 | 34.5 | 146
147902 | GROTON | NYISO | 3 | 34.5 | 146
147903 | HAMILTON | NYISO | 5 | 46 | 151
147904 | HOLLEY | NYISO | 2 | 34.5 | 173
147906 | INDEX CO | NYISO | 5 | 46 | 151
147908 | LINDLEY | NYISO | 3 | 34.5 | 146
147909 | LITL VLY | NYISO | 1 | 34.5 | 145
147910 | LK PLCID | NYISO | 4 | 115 | 158
147911 | MARATH M | NYISO | 3 | 34.5 | 146
147912 | MARSHAL | NYISO | 3 | 34.5 | 146
147914 | MILE STR | NYISO | 1 | 34.5 | 145
147915 | MOHAWK | NYISO | 5 | 46 | 147
147916 | OAKVILLE | NYISO | 5 | 46 | 151
147917 | OM-FENNR | NYISO | 3 | 115 | 146
147918 | ORISKNY | NYISO | 5 | 46 | 151
147920 | PENN YAN | NYISO | 3 | 34.5 | 146
147921 | PHLDLPHA | NYISO | 5 | 23 | 147
147929 | RANNEY W | NYISO | 3 | 34.5 | 146
147931 | RICH CO- | NYISO | 5 | 46 | 151
147932 | ROUSES M | NYISO | 4 | 115 | 158
147933 | S.KORT C | NYISO | 5 | 115 | 151
147934 | SALMANCA | NYISO | 1 | 115 | 145
147936 | SHERBURN | NYISO | 5 | 46 | 151
147937 | SHERRILL | NYISO | 5 | 115 | 147
147938 | SILV SPR | NYISO | 3 | 34.5 | 146
147939 | SKANEATL | NYISO | 3 | 34.5 | 146
147941 | SPENCPRT | NYISO | 2 | 115 | 153
147946 | TUPR LK | NYISO | 5 | 46 | 147
147947 | WATK GLN | NYISO | 3 | 34.5 | 146
147949 | WELLSVLE | NYISO | 1 | 115 | 145
147950 | WSTFIELD | NYISO | 1 | 115 | 145
147951 | CASCAD85 | NYISO | 1 | 115 | 157
147952 | CASCAD86 | NYISO | 1 | 115 | 145
147953 | SOLVLAKE | NYISO | 3 | 115 | 146
147954 | HOOKRN85 | NYISO | 1 | 115 | 145
147956 | HOOKRN86 | NYISO | 1 | 115 | 145
147963 | TITAN197 | NYISO | 1 | 115 | 145
147964 | TITAN198 | NYISO | 1 | 115 | 157
147977 | SALF-154 | NYISO | 1 | 115 | 145
147995 | DUPNT183 | NYISO | 1 | 115 | 145
147998 | DUPNT188 | NYISO | 1 | 115 | 145
148000 | GRTLK188 | NYISO | 1 | 115 | 145
148001 | AIR INDE | NYISO | 6 | 115 | 148
148002 | CARBW187 | NYISO | 1 | 115 | 145
148006 | CARBW188 | NYISO | 1 | 115 | 145
148007 | GRTLK187 | NYISO | 1 | 115 | 145
148008 | HOOKS187 | NYISO | 1 | 115 | 145
148009 | HOOKS188 | NYISO | 1 | 115 | 145
148012 | OLIN-184 | NYISO | 1 | 115 | 145
148014 | OLIN-183 | NYISO | 1 | 115 | 145
148965 | PRNCTWN | NYISO | 6 | 345 | 148 |  |  |  | 42.7808 | -74.04
149003 | ARS TAP | NYISO | 2 | 115 | 153
149012 | S113 115 | NYISO | 2 | 115 | 153
149014 | S418 115 | NYISO | 2 | 115 | 153
149017 | S70 115 | NYISO | 2 | 115 | 153
149018 | S71 115 | NYISO | 2 | 115 | 153
149030 | S135 | NYISO | 2 | 115 | 153
149034 | JCT 921 | NYISO | 2 | 115 | 153
149035 | S69 917 | NYISO | 2 | 115 | 153
149036 | STA 93 | NYISO | 2 | 115 | 153
149037 | C704T26E | NYISO | 2 | 34.5 | 153
149039 | STA 89 | NYISO | 2 | 115 | 153
149040 | ALLEGENY | NYISO | 2 | 115 | 153
149043 | C782TP1 | NYISO | 2 | 34.5 | 153
149050 | BRISTLMT | NYISO | 2 | 34.5 | 153
149051 | S143 | NYISO | 2 | 34.5 | 153
149054 | C786T287 | NYISO | 2 | 34.5 | 153
149060 | C737P28A | NYISO | 2 | 34.5 | 153
149063 | S230 115 | NYISO | 2 | 115 | 153
149065 | S777C786 | NYISO | 2 | 34.5 | 153
149080 | S22 C | NYISO | 2 | 34.5 | 153
149086 | S63 C | NYISO | 2 | 34.5 | 153
149092 | S 1 34.5 | NYISO | 2 | 34.5 | 153
149093 | S95 B#1 | NYISO | 2 | 34.5 | 153
149099 | S 412 34 | NYISO | 2 | 34.5 | 153
149103 | S 81 34 | NYISO | 2 | 34.5 | 153
149105 | C7367840 | NYISO | 2 | 34.5 | 153
149115 | CDWINE | NYISO | 2 | 34.5 | 153
149116 | S103 729 | NYISO | 2 | 34.5 | 153
149117 | S206 702 | NYISO | 2 | 34.5 | 153
149120 | S103 728 | NYISO | 2 | 34.5 | 153
149122 | C708 LD | NYISO | 2 | 34.5 | 153
149123 | S137 G.T. | NYISO | 2 | 11.5 | 153
149132 | C736T31 | NYISO | 2 | 34.5 | 153
149142 | S120 | NYISO | 2 | 34.5 | 153
149149 | S156 | NYISO | 2 | 34.5 | 153
149150 | STA5 11Y | NYISO | 2 | 11.5 | 153
149157 | STA137 11 3 | NYISO | 2 | 11.5 | 153
149164 | STA 34 | NYISO | 2 | 11.5 | 153
149165 | STA5 11R | NYISO | 2 | 11.5 | 153
149167 | S155 | NYISO | 2 | 34.5 | 153
149169 | S144 | NYISO | 2 | 34.5 | 153
149173 | STA 6-1 | NYISO | 2 | 11.5 | 153
149175 | S 403 11 | NYISO | 2 | 11.5 | 153
149176 | S7108 | NYISO | 2 | 34.5 | 153
149178 | C737T50 | NYISO | 2 | 34.5 | 153
149182 | STA137 11 2 | NYISO | 2 | 11.5 | 153
149183 | S153 | NYISO | 2 | 34.5 | 153
149184 | C737T13A | NYISO | 2 | 34.5 | 153
149187 | C704T107 | NYISO | 2 | 34.5 | 153
149188 | C7375029 | NYISO | 2 | 34.5 | 153
149191 | S428 | NYISO | 2 | 34.5 | 153
149192 | S148 | NYISO | 2 | 34.5 | 153
149193 | C736T10 | NYISO | 2 | 34.5 | 153
149194 | C736PT26 | NYISO | 2 | 34.5 | 153
149197 | S146 | NYISO | 2 | 34.5 | 153
149199 | TURPHANE | NYISO | 2 | 34.5 | 153
149202 | S179HGTN | NYISO | 2 | 34.5 | 153
149203 | S171FLMR | NYISO | 2 | 34.5 | 153
149204 | COGENTP | NYISO | 2 | 34.5 | 153
149205 | WISCOY | NYISO | 2 | 34.5 | 153
149206 | P378SWCP | NYISO | 2 | 34.5 | 153
149207 | S8301 | NYISO | 2 | 34.5 | 153
149209 | S8377 | NYISO | 2 | 34.5 | 153
149210 | C591TP | NYISO | 2 | 34.5 | 153
149214 | P410RUSH | NYISO | 2 | 34.5 | 153
149215 | S163CAN | NYISO | 2 | 34.5 | 153
149216 | S175BEL | NYISO | 2 | 34.5 | 153
149220 | S8379 | NYISO | 2 | 34.5 | 153
149221 | P865SWCP | NYISO | 2 | 34.5 | 153
149222 | P947FDTP | NYISO | 2 | 34.5 | 153
149223 | S174FSHP | NYISO | 2 | 34.5 | 153
149225 | S173BOL | NYISO | 2 | 34.5 | 153
149226 | PORTGVL | NYISO | 2 | 34.5 | 153
149227 | S8332 | NYISO | 2 | 34.5 | 153
149228 | S184 | NYISO | 2 | 34.5 | 153
149231 | S8373 | NYISO | 2 | 34.5 | 153
149232 | HBNKTAP | NYISO | 2 | 34.5 | 153
149233 | MTMORRIS | NYISO | 2 | 34.5 | 153
149234 | ID7306 | NYISO | 2 | 34.5 | 153
149235 | ID7309 | NYISO | 2 | 34.5 | 153
149236 | S218_NXT | NYISO | 2 | 34.5 | 153
149301 | PT575 | NYISO | 2 | 34.5 | 153
149302 | S124C702 | NYISO | 2 | 34.5 | 153
149303 | P722C702 | NYISO | 2 | 34.5 | 153
149304 | S205C703 | NYISO | 2 | 34.5 | 153
149305 | S202C703 | NYISO | 2 | 34.5 | 153
149307 | S208C796 | NYISO | 2 | 34.5 | 153
149308 | S214C796 | NYISO | 2 | 34.5 | 153
149309 | P28C796 | NYISO | 2 | 34.5 | 153
149310 | S207C796 | NYISO | 2 | 34.5 | 153
149311 | PT788 | NYISO | 2 | 34.5 | 153
149312 | OPPT193 | NYISO | 2 | 34.5 | 153
149313 | P59_154 | NYISO | 2 | 34.5 | 153
149314 | P59_117 | NYISO | 2 | 34.5 | 153
149315 | S202C797 | NYISO | 2 | 34.5 | 153
149316 | S210C794 | NYISO | 2 | 34.5 | 153
149317 | P387C794 | NYISO | 2 | 34.5 | 153
149318 | S215C794 | NYISO | 2 | 34.5 | 153
149319 | P1250 | NYISO | 2 | 34.5 | 153
149321 | S209C794 | NYISO | 2 | 34.5 | 153
149322 | S210C795 | NYISO | 2 | 34.5 | 153
149323 | S212C795 | NYISO | 2 | 34.5 | 153
149324 | S195C795 | NYISO | 2 | 34.5 | 153
149325 | S799C795 | NYISO | 2 | 34.5 | 153
149328 | S217C795 | NYISO | 2 | 34.5 | 153
149331 | S218C708 | NYISO | 2 | 34.5 | 153
149336 | S181C708 | NYISO | 2 | 34.5 | 153
149337 | WOLCOTTP | NYISO | 2 | 34.5 | 153
149339 | S189C708 | NYISO | 2 | 34.5 | 153
149340 | S198C708 | NYISO | 2 | 34.5 | 153
149341 | OPPT194 | NYISO | 2 | 34.5 | 153
149401 | S53 34 | NYISO | 2 | 34.5 | 153
149402 | S111 34 | NYISO | 2 | 34.5 | 153
149403 | S115 34 | NYISO | 2 | 34.5 | 153
149405 | S114-705 | NYISO | 2 | 34.5 | 153
149406 | S76-739 | NYISO | 2 | 34.5 | 153
149408 | S117 34 | NYISO | 2 | 34.5 | 153
149411 | S83 34 | NYISO | 2 | 34.5 | 153
149413 | S76-740 | NYISO | 2 | 34.5 | 153
149414 | S64-730 | NYISO | 2 | 34.5 | 153
149415 | S87 34 | NYISO | 2 | 34.5 | 153
149417 | EASTARPT | NYISO | 2 | 34.5 | 153
149419 | S39-712 | NYISO | 2 | 34.5 | 153
149420 | S97 34 | NYISO | 2 | 34.5 | 153
149424 | S93 34 | NYISO | 2 | 34.5 | 153
149429 | S406 34 | NYISO | 2 | 34.5 | 153
149431 | S36 34 | NYISO | 2 | 34.5 | 153
149432 | S39-773 | NYISO | 2 | 34.5 | 153
149433 | S88 34 | NYISO | 2 | 34.5 | 153
149443 | P-513 | NYISO | 2 | 34.5 | 153
149448 | P1101 | NYISO | 2 | 34.5 | 153
149450 | S96 34 | NYISO | 2 | 34.5 | 153
149453 | S92 34 | NYISO | 2 | 34.5 | 153
149454 | S420 34 | NYISO | 2 | 34.5 | 153
149457 | S60-747 | NYISO | 2 | 34.5 | 153
149459 | S132 34 | NYISO | 2 | 34.5 | 153
149460 | S74 34 | NYISO | 2 | 34.5 | 153
149462 | S60-759 | NYISO | 2 | 34.5 | 153
149463 | S45 34 | NYISO | 2 | 34.5 | 153
149464 | S58 34 | NYISO | 2 | 34.5 | 153
149468 | S118 34 | NYISO | 2 | 34.5 | 153
149472 | S110 34 | NYISO | 2 | 34.5 | 153
149473 | S106 34 | NYISO | 2 | 34.5 | 153
149476 | ID7712NE | NYISO | 2 | 34.5 | 153
149477 | ID7712SW | NYISO | 2 | 34.5 | 153
149478 | S421-3 | NYISO | 2 | 34.5 | 153
149479 | S421-4 | NYISO | 2 | 34.5 | 153
149481 | S136 34 | NYISO | 2 | 34.5 | 153
149483 | S90 34 | NYISO | 2 | 34.5 | 153
149485 | SW74614 | NYISO | 2 | 34.5 | 153
149487 | WEGMANS | NYISO | 2 | 34.5 | 153
149488 | PT24 | NYISO | 2 | 34.5 | 153
149489 | MCWA | NYISO | 2 | 34.5 | 153
149491 | P1103 34 | NYISO | 2 | 34.5 | 153
149493 | ARCHCHEM | NYISO | 2 | 34.5 | 153
149494 | FRTH RXN | NYISO | 2 | 34.5 | 153
149495 | TP716 | NYISO | 2 | 34.5 | 153
149498 | TP705 | NYISO | 2 | 34.5 | 153
149499 | TP742 | NYISO | 2 | 34.5 | 153
149500 | ID7738 | NYISO | 2 | 34.5 | 153
149501 | ID7442 | NYISO | 2 | 34.5 | 153
149502 | P2107 34 | NYISO | 2 | 34.5 | 153
149503 | TP792-1 | NYISO | 2 | 34.5 | 153
149504 | A.T.595 | NYISO | 2 | 34.5 | 153
149505 | ID7412 | NYISO | 2 | 34.5 | 153
149506 | ID7801 | NYISO | 2 | 34.5 | 153
149507 | P1707 34 | NYISO | 2 | 34.5 | 153
149508 | ID7487 | NYISO | 2 | 34.5 | 153
149509 | ID7451 | NYISO | 2 | 34.5 | 153
149510 | ID7876 | NYISO | 2 | 34.5 | 153
149511 | ID7489 | NYISO | 2 | 34.5 | 153
149512 | TP705-2 | NYISO | 2 | 34.5 | 153
149513 | P1919 | NYISO | 2 | 34.5 | 153
149514 | C8572 | NYISO | 2 | 34.5 | 153
149515 | ID7470 | NYISO | 2 | 34.5 | 153
149516 | TP792-2 | NYISO | 2 | 34.5 | 153
149517 | ID7817 | NYISO | 2 | 34.5 | 153
149518 | ID7824 | NYISO | 2 | 34.5 | 153
149519 | ID7785 | NYISO | 2 | 34.5 | 153
149522 | TP738 34 | NYISO | 2 | 34.5 | 153
149523 | TP730 34 | NYISO | 2 | 34.5 | 153
149524 | S429 34 | NYISO | 2 | 34.5 | 153
149525 | TP746 | NYISO | 2 | 34.5 | 153
149526 | ID7067 | NYISO | 2 | 34.5 | 153
149527 | ID7458 | NYISO | 2 | 34.5 | 153
149528 | ID7478 | NYISO | 2 | 34.5 | 153
149529 | PT75 34 | NYISO | 2 | 34.5 | 153
149530 | FLWRCTY | NYISO | 2 | 34.5 | 153
149532 | TP702 | NYISO | 2 | 34.5 | 153
149533 | TP759-47 | NYISO | 2 | 34.5 | 153
149534 | ID7828 | NYISO | 2 | 34.5 | 153
149535 | ID7503 | NYISO | 2 | 34.5 | 153
149536 | ID7673 | NYISO | 2 | 34.5 | 153
149537 | TP759-48 | NYISO | 2 | 34.5 | 153
149538 | PT479 | NYISO | 2 | 34.5 | 153
149539 | TP748 | NYISO | 2 | 34.5 | 153
149540 | TP747 | NYISO | 2 | 34.5 | 153
149541 | TP745-59 | NYISO | 2 | 34.5 | 153
149543 | PT51 | NYISO | 2 | 34.5 | 153
149544 | ID7006 | NYISO | 2 | 34.5 | 153
149546 | S43-778 | NYISO | 2 | 34.5 | 153
149547 | P103 | NYISO | 2 | 34.5 | 153
149549 | PT102 | NYISO | 2 | 34.5 | 153
149551 | PT39-42 | NYISO | 2 | 34.5 | 153
149552 | PT39-90 | NYISO | 2 | 34.5 | 153
149553 | MARWBSTR | NYISO | 2 | 34.5 | 153
149556 | LWYRCOOP | NYISO | 2 | 34.5 | 153
149557 | ID7662 | NYISO | 2 | 34.5 | 153
149558 | ID7499 | NYISO | 2 | 34.5 | 153
149559 | TP759-45 | NYISO | 2 | 34.5 | 153
149560 | ID7543 | NYISO | 2 | 34.5 | 153
149561 | S41 34 | NYISO | 2 | 34.5 | 153
149562 | PT64 | NYISO | 2 | 34.5 | 153
149563 | S83 34 | NYISO | 2 | 34.5 | 153
149564 | ID7779 | NYISO | 2 | 34.5 | 153
149565 | PT104 34 | NYISO | 2 | 34.5 | 153
149566 | S62-4 34 | NYISO | 2 | 34.5 | 153
149567 | ID7934 | NYISO | 2 | 34.5 | 153
149568 | ID7811 | NYISO | 2 | 34.5 | 153
149569 | ID7797 | NYISO | 2 | 34.5 | 153
149570 | JAMESTWN | NYISO | 2 | 34.5 | 153
149571 | JASCO TL | NYISO | 2 | 34.5 | 153
149572 | TP716-42 | NYISO | 2 | 34.5 | 153
149573 | P1104-20 | NYISO | 2 | 34.5 | 153
149574 | ID7943 | NYISO | 2 | 34.5 | 153
149575 | ID7459 | NYISO | 2 | 34.5 | 153
149576 | ID7507 | NYISO | 2 | 34.5 | 153
149578 | ID7484 | NYISO | 2 | 34.5 | 153
149581 | PT47 34 | NYISO | 2 | 34.5 | 153
149582 | PT49 34 | NYISO | 2 | 34.5 | 153
149584 | ID7734 | NYISO | 2 | 34.5 | 153
149585 | TP784-42 | NYISO | 2 | 34.5 | 153
149586 | ID7848 | NYISO | 2 | 34.5 | 153
149587 | ID7517 | NYISO | 2 | 34.5 | 153
149590 | MH223_88 | NYISO | 2 | 34.5 | 153
149591 | TP785-84 | NYISO | 2 | 34.5 | 153
149592 | ID7774 | NYISO | 2 | 34.5 | 153
149593 | ID7857 | NYISO | 2 | 34.5 | 153
149594 | PT40 34 | NYISO | 2 | 34.5 | 153
149596 | ID7848GN | NYISO | 2 | 34.5 | 153
149597 | ID7405 | NYISO | 2 | 34.5 | 153
149598 | ID7707 | NYISO | 2 | 34.5 | 153
149599 | ID7734 | NYISO | 2 | 34.5 | 153
149600 | TP742-84 | NYISO | 2 | 34.5 | 153
149601 | ID7405 | NYISO | 2 | 34.5 | 153
149602 | NYLOMOLD | NYISO | 2 | 34.5 | 153
149603 | ID7674 | NYISO | 2 | 34.5 | 153
149604 | TP784-85 | NYISO | 2 | 34.5 | 153
149605 | TP787-01 | NYISO | 2 | 34.5 | 153
149606 | TP765-01 | NYISO | 2 | 34.5 | 153
149607 | ID7009 | NYISO | 2 | 34.5 | 153
149608 | P1419 | NYISO | 2 | 34.5 | 153
149609 | ID7506 | NYISO | 2 | 34.5 | 153
149610 | ID7529 | NYISO | 2 | 34.5 | 153
149611 | ID7462 | NYISO | 2 | 34.5 | 153
149612 | DESCNTR | NYISO | 2 | 34.5 | 153
149613 | PT1-764 | NYISO | 2 | 34.5 | 153
149614 | ID7709 | NYISO | 2 | 34.5 | 153
149615 | ID7714 | NYISO | 2 | 34.5 | 153
149616 | ID7715 | NYISO | 2 | 34.5 | 153
149617 | ID7778 | NYISO | 2 | 34.5 | 153
149618 | ID7713 | NYISO | 2 | 34.5 | 153
149619 | P-7A-70 | NYISO | 2 | 34.5 | 153
149620 | P-529-2 | NYISO | 2 | 34.5 | 153
149621 | P-529-8 | NYISO | 2 | 34.5 | 153
149622 | TP765-61 | NYISO | 2 | 34.5 | 153
149623 | ID7909 | NYISO | 2 | 34.5 | 153
149624 | ID7910 | NYISO | 2 | 34.5 | 153
149625 | ID7911 | NYISO | 2 | 34.5 | 153
149626 | ID7912 | NYISO | 2 | 34.5 | 153
149627 | ID7913 | NYISO | 2 | 34.5 | 153
149629 | ID7966 | NYISO | 2 | 34.5 | 153
149630 | ID7024 | NYISO | 2 | 34.5 | 153
149631 | ID7023 | NYISO | 2 | 34.5 | 153
149632 | ID7970 | NYISO | 2 | 34.5 | 153
149634 | TP744-75 | NYISO | 2 | 34.5 | 153
149635 | P-523 | NYISO | 2 | 34.5 | 153
149637 | WGMNS-75 | NYISO | 2 | 34.5 | 153
149638 | ID7914 | NYISO | 2 | 34.5 | 153
149639 | ID7913 | NYISO | 2 | 34.5 | 153
149640 | ID7872 | NYISO | 2 | 34.5 | 153
149641 | ID7007 | NYISO | 2 | 34.5 | 153
149643 | ID7900 | NYISO | 2 | 34.5 | 153
149644 | P-T-20 | NYISO | 2 | 34.5 | 153
149648 | TOPPSMKT | NYISO | 2 | 34.5 | 153
149649 | ID7637 | NYISO | 2 | 34.5 | 153
149650 | P-T-160 | NYISO | 2 | 34.5 | 153
149652 | ID7576 | NYISO | 2 | 34.5 | 153
149654 | ID7687 | NYISO | 2 | 34.5 | 153
149655 | ID7568 | NYISO | 2 | 34.5 | 153
149656 | XEROX | NYISO | 2 | 34.5 | 153
149657 | ID7511 | NYISO | 2 | 34.5 | 153
149658 | TP761-65 | NYISO | 2 | 34.5 | 153
149659 | TP701-65 | NYISO | 2 | 34.5 | 153
149660 | TP779-65 | NYISO | 2 | 34.5 | 153
149662 | TP765-79 | NYISO | 2 | 34.5 | 153
149663 | P-931-1 | NYISO | 2 | 34.5 | 153
149664 | NATIONWD | NYISO | 2 | 34.5 | 153
149665 | ID7896 | NYISO | 2 | 34.5 | 153
149666 | MH_5403 | NYISO | 2 | 34.5 | 153
149667 | ID7783 | NYISO | 2 | 34.5 | 153
149668 | ID7784 | NYISO | 2 | 34.5 | 153
149670 | MH1269 | NYISO | 2 | 34.5 | 153
149671 | S7685 | NYISO | 2 | 34.5 | 153
149672 | ID7709 | NYISO | 2 | 34.5 | 153
149673 | P-515 | NYISO | 2 | 34.5 | 153
149674 | ID7813 | NYISO | 2 | 34.5 | 153
149675 | TP775-44 | NYISO | 2 | 34.5 | 153
149676 | MH3573 | NYISO | 2 | 34.5 | 153
149677 | ID7367 | NYISO | 2 | 34.5 | 153
149678 | ID7798 | NYISO | 2 | 34.5 | 153
149679 | SCIPRKWY | NYISO | 2 | 34.5 | 153
149756 | NEW708T | NYISO | 2 | 34.5 | 153
149822 | ID7051 | NYISO | 2 | 34.5 | 153
149910 | NATFUEL | NYISO | 2 | 34.5 | 153
200008 | HOSE | PJM | 229 | 500 | 1823 |  |  |  | 40.4572 | -75.5083
200081 | SHIC | PJM | 229 | 500 | 1823 |  |  |  | 41.1138 | -76.1612
200091 | HOPATCONG | PJM | 231 | 500 | 1826 |  |  |  | 40.9916 | -74.6356
200098 | LACHOP_T | PJM | 229 | 500 | 1823
200100 | CNASTCAP | PJM | 232 | 500 | 1827
200182 | CONEMCAP | PJM | 226 | 500 | 1820
200184 | 3MILECAP | PJM | 227 | 500 | 1821
200185 | HUNTECAP | PJM | 227 | 500 | 1821
200519 | 26REED TAP | PJM | 226 | 115 | 209
200577 | 26GORE JCT | PJM | 226 | 115 | 205
200582 | 26RIDGWAY | PJM | 226 | 115 | 209
200593 | 26GLADE | PJM | 226 | 230 | 206 |  |  |  | 41.8347 | -79.0167
200636 | 26IUP CO-G | PJM | 226 | 23 | 208
200650 | 26ELM ST T | PJM | 226 | 115 | 206
200721 | 26TRADE CI | PJM | 226 | 115 | 208
200751 | 26HILLCLAY | PJM | 226 | 115 | 208
200753 | 26ROSEDALE | PJM | 226 | 115 | 208
200756 | 26PROSPECT | PJM | 226 | 115 | 208
200762 | 26GARRETT | PJM | 226 | 115 | 208
200766 | 26FLORENCE | PJM | 226 | 115 | 208
200768 | 26QUEMAHON | PJM | 226 | 230 | 208
200794 | 26CONEMAGH | PJM | 226 | 115 | 208
200809 | 26SITHE | PJM | 226 | 138 | 208
200812 | 26ALY HYDR | PJM | 226 | 46 | 209
200813 | 26YOUGH | PJM | 226 | 4 | 208
200815 | 26WARD MFG | PJM | 226 | 115 | 210
200822 | 26PPGAPI | PJM | 226 | 115 | 206
200823 | 26MHP_X3-003 | PJM | 226 | 115 | 210
200834 | 26SW_E13_K22 | PJM | 226 | 23 | 208
200850 | 26GESG TAP | PJM | 226 | 115 | 205
200852 | 26WARR RDG | PJM | 226 | 46 | 209
200862 | 26FRNT ST | PJM | 226 | 34.5 | 205
200868 | 26FIRSTQLT | PJM | 226 | 46 | 209
200870 | 26C_T85_W218 | PJM | 226 | 23 | 209
200872 | 26BIOEN TP | PJM | 226 | 115 | 207
200873 | 26BIOENRGY | PJM | 226 | 115 | 207
200875 | 26E.SEWAGE | PJM | 226 | 46 | 209
200876 | 26WATER ST | PJM | 226 | 46 | 209
200908 | 26CHAPMAN+ | PJM | 226 | 230 | 210
200918 | 26ERIE S TIE | PJM | 226 | 230 | 205
200923 | 26TENGASVM | PJM | 226 | 115 | 210
200924 | 26CANYON | PJM | 226 | 230 | 210
200936 | 26WILLMS | PJM | 226 | 115 | 210
200999 | 26ERIE E REA | PJM | 226 | 230 | 205
201144 | 26W3-099 C | PJM | 226 | 230 | 205
201550 | 26GDENVER | PJM | 226 | 46 | 207
201551 | 26BELLWOOD | PJM | 226 | 46 | 207
201552 | 26TIPTON | PJM | 226 | 46 | 207
201553 | 26VAIL | PJM | 226 | 46 | 207
201554 | 26WVA.PULP | PJM | 226 | 46 | 207
201555 | 26BIRMNGHM | PJM | 226 | 46 | 207
201951 | 26GLORY | PJM | 226 | 46 | 208
202158 | 26CON.GEN1 | PJM | 226 | 4 | 208
202160 | 26CON.GEN2 | PJM | 226 | 4 | 208
202225 | 26SCI_S29B | PJM | 226 | 23 | 208
202635 | 26B&T #20 | PJM | 226 | 46 | 209
202636 | 26LAURL RC | PJM | 226 | 46 | 209
202637 | 26PRIDE | PJM | 226 | 115 | 208
202698 | 26RAYSTWNTAP | PJM | 226 | 46 | 209
202699 | 26KOKOMO | PJM | 226 | 46 | 209
202701 | 26NSA TAP | PJM | 226 | 46 | 209
202702 | 26PATTON | PJM | 226 | 46 | 209
202703 | 26ST AUGST | PJM | 226 | 46 | 209
202704 | 26ST BENNY | PJM | 226 | 46 | 209
202705 | 26ASHVILLE | PJM | 226 | 46 | 209
202706 | 26BELSANO | PJM | 226 | 46 | 209
202707 | 26BETH COL | PJM | 226 | 46 | 209
202708 | 26BETH-GIL | PJM | 226 | 46 | 209
202709 | 26BETH 33 | PJM | 226 | 46 | 209
202710 | 26EBENSBRG | PJM | 226 | 46 | 209
202711 | 26EHRNFELD | PJM | 226 | 46 | 209
202712 | 26GALTZN T | PJM | 226 | 46 | 209
202713 | 26GALLITZN | PJM | 226 | 46 | 209
202714 | 26CCPRISON | PJM | 226 | 46 | 209
202715 | 26LILLY | PJM | 226 | 46 | 209
202716 | 26LORETTO | PJM | 226 | 46 | 209
202717 | 26MOSS CRK | PJM | 226 | 46 | 209
202718 | 26NANTY GL | PJM | 226 | 46 | 209
202719 | 26NICKTOWN | PJM | 226 | 46 | 209
202720 | 26PORTAGE | PJM | 226 | 46 | 209
202721 | 26REESE RC | PJM | 226 | 46 | 209
202722 | 26REVLOC | PJM | 226 | 46 | 209
202723 | 26SANKRTWN | PJM | 226 | 46 | 209
202724 | 26SGC TAP | PJM | 226 | 46 | 209
202725 | 26SGR TAP | PJM | 226 | 46 | 209
202726 | 26STRNGSTN | PJM | 226 | 46 | 209
202727 | 26TEAKETLE | PJM | 226 | 46 | 209
202728 | 26TWIN RCK | PJM | 226 | 46 | 209
202729 | 26B.GILL T | PJM | 226 | 46 | 209
202730 | 26B.COLL T | PJM | 226 | 46 | 209
202731 | 26SANKER T | PJM | 226 | 46 | 209
202732 | 26SANK BYP | PJM | 226 | 46 | 209
202733 | 26WILM REC | PJM | 226 | 46 | 209
202734 | 26C TAP | PJM | 226 | 46 | 209
202735 | 26HUNTNGDN | PJM | 226 | 46 | 209
202736 | 26MAPLETON | PJM | 226 | 46 | 209
202737 | 26MCCONNEL | PJM | 226 | 46 | 209
202738 | 26PA.GLASS | PJM | 226 | 46 | 209
202739 | 26PINY RDG | PJM | 226 | 46 | 209
202740 | 26SMITHFLD | PJM | 226 | 46 | 209
202741 | 26EH3 TAP | PJM | 226 | 46 | 209
202742 | 26W.SEWAGE | PJM | 226 | 46 | 209
202744 | 26AH-26 TP | PJM | 226 | 46 | 209
202745 | 26ALEXNDRA | PJM | 226 | 46 | 209
202746 | 26BELLEVLE | PJM | 226 | 46 | 209
202747 | 26BCKEYE P | PJM | 226 | 46 | 209
202748 | 26CARSON V | PJM | 226 | 46 | 209
202749 | 26CENTR UN | PJM | 226 | 46 | 209
202750 | 26MEADOWS | PJM | 226 | 46 | 209
202751 | 26COLNSVLE1 | PJM | 226 | 46 | 209
202752 | 26E.ALTOON | PJM | 226 | 46 | 209
202753 | 26EH1 TAP | PJM | 226 | 46 | 209
202754 | 26EH2 TAP | PJM | 226 | 46 | 209
202755 | 26ELDORADO | PJM | 226 | 46 | 209
202756 | 26FAIRVIEW | PJM | 226 | 46 | 209
202757 | 26FRANKSTN | PJM | 226 | 46 | 209
202758 | 26GREENWOD | PJM | 226 | 46 | 209
202759 | 26HCR TAP | PJM | 226 | 46 | 209
202760 | 26HOLDYSBG | PJM | 226 | 46 | 209
202761 | 26HYDRACON | PJM | 226 | 46 | 209
202762 | 26LAUREL P | PJM | 226 | 46 | 209
202763 | 26MILLR RC | PJM | 226 | 46 | 209
202764 | 26PC CAR S | PJM | 226 | 46 | 209
202765 | 2620TH ST. | PJM | 226 | 46 | 209
202766 | 26PARK PLZ | PJM | 226 | 46 | 209
202767 | 26PINECRFT | PJM | 226 | 46 | 209
202768 | 26PLSNT VL | PJM | 226 | 46 | 209
202769 | 26RODMAN | PJM | 226 | 46 | 209
202770 | 26SNKNG VL | PJM | 226 | 46 | 209
202771 | 26S21 TAP | PJM | 226 | 46 | 209
202772 | 26LONG PZL | PJM | 226 | 46 | 209
202773 | 26W.BRG RC | PJM | 226 | 46 | 209
202774 | 26WILMSBRG | PJM | 226 | 46 | 209
202775 | 26ALYH TAP | PJM | 226 | 46 | 209
202776 | 26ATKNSON | PJM | 226 | 46 | 209
202777 | 26C1 TAP | PJM | 226 | 46 | 209
202778 | 26C2 TAP | PJM | 226 | 46 | 209
202779 | 26VALY REC | PJM | 226 | 46 | 209
202780 | 26MT.UNION | PJM | 226 | 46 | 209
202781 | 26BELVLE T | PJM | 226 | 46 | 209
202782 | 26D TAP | PJM | 226 | 46 | 209
202784 | 26L&R | PJM | 226 | 46 | 209
202785 | 26L.IND PK | PJM | 226 | 46 | 209
202786 | 26MAITLAND | PJM | 226 | 46 | 209
202787 | 26MCVEYTWN | PJM | 226 | 46 | 209
202788 | 26MONTG AV | PJM | 226 | 46 | 209
202789 | 26NEW HOLL | PJM | 226 | 46 | 209
202792 | 26STRDS ML | PJM | 226 | 46 | 209
202793 | 26VISC HIL | PJM | 226 | 46 | 209
202794 | 261LK TAP | PJM | 226 | 46 | 209
202795 | 261LK2 TAP | PJM | 226 | 46 | 209
202796 | 26MAIT TAP | PJM | 226 | 46 | 209
202797 | 26LOGAN | PJM | 226 | 46 | 209
202798 | 26STDN STL | PJM | 226 | 46 | 209
202799 | 26WRM TAP | PJM | 226 | 46 | 209
202800 | 26WRH TAP | PJM | 226 | 46 | 209
202801 | 26OC1 TAP | PJM | 226 | 46 | 209
202802 | 26OWEN CRN | PJM | 226 | 46 | 209
202958 | 26PEMBERTN | PJM | 226 | 46 | 209
203035 | 26MARINER RC | PJM | 226 | 115 | 209
203036 | 26AMPFIRE | PJM | 226 | 46 | 209
203038 | 26COLNSVLE2 | PJM | 226 | 46 | 209
203039 | 2617THST | PJM | 226 | 46 | 209
203261 | 26BLOSSBCT | PJM | 226 | 34.5 | 210
203283 | 26MANOR_T86 | PJM | 226 | 34.5 | 210
203330 | 26CLYSB RC | PJM | 226 | 46 | 209
203342 | 26WILLPOTTER | PJM | 226 | 115 | 210
203346 | 26WELLSBORO | PJM | 226 | 115 | 210
203347 | 26NME_Y1-047 | PJM | 226 | 34.5 | 210
203348 | 26HECTOR | PJM | 226 | 115 | 210
203349 | 26Z1-069 C | PJM | 226 | 115 | 210
203350 | 26MILZ1-092 | PJM | 226 | 34.5 | 210
203351 | 26GROZ1-110 | PJM | 226 | 34.5 | 210
203352 | 26CANZ2-011 | PJM | 226 | 34.5 | 210
203353 | 26PENTAGON | PJM | 226 | 115 | 210
203355 | 26MACNEW | PJM | 226 | 115 | 210
203907 | 26Y2-042 | PJM | 226 | 34.5 | 210
203933 | W3-099 TAP | PJM | 226 | 230 | 205
203938 | AA2-132 | PJM | 226 | 34.5 | 210
204520 | 27ALLEN | PJM | 227 | 115 | 215
204521 | 27BAIR | PJM | 227 | 115 | 215
204525 | 27XROADS | PJM | 227 | 115 | 215
204526 | 27DILLSBRG | PJM | 227 | 115 | 215
204527 | 27FAIRVIEW | PJM | 227 | 115 | 215
204528 | 27GARDNERS | PJM | 227 | 115 | 215
204532 | 27GITTS RN | PJM | 227 | 115 | 215
204533 | 27GITTS TP | PJM | 227 | 115 | 215
204534 | 27GLADES | PJM | 227 | 115 | 215
204536 | 27HARLEY D | PJM | 227 | 115 | 215
204537 | 27HILL | PJM | 227 | 115 | 215
204538 | 27STRABAN | PJM | 227 | 115 | 215
204541 | 27BAKER TP | PJM | 227 | 115 | 215
204542 | 27JE BAKER | PJM | 227 | 115 | 215
204544 | 27LINCOLN | PJM | 227 | 115 | 215
204545 | 27MENGES M | PJM | 227 | 115 | 215
204547 | 27MT ROSE | PJM | 227 | 115 | 215
204548 | 27N.HANOVR | PJM | 227 | 115 | 215
204549 | 27NEWBERRY | PJM | 227 | 115 | 215
204551 | 27OXFORD | PJM | 227 | 115 | 215
204552 | 27P.P.G.I. | PJM | 227 | 115 | 215
204554 | 27PLEASVIL | PJM | 227 | 115 | 215
204555 | 27QUEEN ST | PJM | 227 | 115 | 215
204556 | 27ROUND TP | PJM | 227 | 115 | 215
204558 | 27SMITH TP | PJM | 227 | 115 | 215
204559 | 27TAXVILLE | PJM | 227 | 115 | 215
204562 | 27W.HELLAM | PJM | 227 | 115 | 215
204563 | 27WESTGATE | PJM | 227 | 115 | 215
204564 | 27WHITEFRD | PJM | 227 | 115 | 215
204565 | 27WINDSOR | PJM | 227 | 115 | 215
204566 | 27YK HAVEN | PJM | 227 | 115 | 215
204567 | 27YOE | PJM | 227 | 115 | 215
204568 | 27YOE TAP | PJM | 227 | 115 | 215
204571 | 27ZIONS VW | PJM | 227 | 115 | 215
204572 | 27RAINTREE | PJM | 227 | 115 | 215
204573 | 27SPRNGWOD | PJM | 227 | 115 | 215
204597 | 27COLLINS | PJM | 227 | 115 | 215
204598 | 27MIDD JCT | PJM | 227 | 115 | 214
204620 | 27BRDGTON | PJM | 227 | 34.5 | 219
204633 | 27WALKER | PJM | 227 | 69 | 219
204660 | 27YK H STA | PJM | 227 | 115 | 220
204668 | 27TEX E TP | PJM | 227 | 115 | 215
204669 | 27TEX E | PJM | 227 | 115 | 215
204679 | 27PC_Q59Y356 | PJM | 227 | 69 | 218
204682 | 27ES3 | PJM | 227 | 115 | 215
204687 | 27PROSPECT | PJM | 227 | 115 | 215
204689 | 27PLF_V3-044 | PJM | 227 | 34.5 | 219
204692 | 27WILLOWDR | PJM | 227 | 230 | 214
204693 | 27BOONETOWN | PJM | 227 | 230 | 214 |  |  |  | 40.2829 | -75.8575
204697 | 27BUSHKILL | PJM | 227 | 69 | 219
204698 | 27BIRCHWOOD | PJM | 227 | 69 | 219
204702 | 27MIDDCRK | PJM | 227 | 69 | 218
204705 | 27PAINTSKY | PJM | 227 | 69 | 218
204707 | 27WESENBRG | PJM | 227 | 69 | 218
204708 | 27NCORNWAL | PJM | 227 | 69 | 217
204712 | 27FREDRCKS | PJM | 227 | 69 | 217
204713 | 27JOHNSCTRL | PJM | 227 | 115 | 215
204721 | 27YORK INT | PJM | 227 | 69 | 216
204722 | 27GRANTLEY | PJM | 227 | 69 | 216
204723 | 27HOKES | PJM | 227 | 69 | 216
204724 | 27LEHI CEM | PJM | 227 | 69 | 216
204757 | 27WOODTP86 | PJM | 227 | 69 | 217
204759 | 27ALCOA | PJM | 227 | 69 | 217
204760 | 27ANNVILLE | PJM | 227 | 69 | 217
204761 | 27BROAD ST | PJM | 227 | 69 | 217
204762 | 27BAYER | PJM | 227 | 69 | 217
204763 | 27CAMP TAP | PJM | 227 | 69 | 217
204764 | 27CMPBLTWN | PJM | 227 | 69 | 217
204765 | 27CLEONA | PJM | 227 | 69 | 217
204766 | 27FRYSTOWN | PJM | 227 | 69 | 217
204767 | 27FTH& GRN | PJM | 227 | 69 | 217
204768 | 27GRANTVLE | PJM | 227 | 69 | 217
204769 | 27INDTNGAP | PJM | 227 | 69 | 217
204772 | 27LICKDALE | PJM | 227 | 69 | 217
204773 | 27MIDDLETN | PJM | 227 | 69 | 217
204774 | 27MILL ST | PJM | 227 | 69 | 217
204775 | 27MILLARDS | PJM | 227 | 69 | 217
204776 | 27MYERSTWN | PJM | 227 | 69 | 217
204777 | 27OLMSTED | PJM | 227 | 69 | 217
204778 | 27STOUCHBG | PJM | 227 | 69 | 217
204779 | 27SWAT HIL | PJM | 227 | 69 | 217
204780 | 27THRD&GRN | PJM | 227 | 69 | 217
204781 | 27TURFCLUB | PJM | 227 | 69 | 217
204782 | 27W.LEB | PJM | 227 | 69 | 217
204784 | 27LMR_E02 | PJM | 227 | 69 | 217
204785 | 27GLRA_Q45 | PJM | 227 | 69 | 217
204786 | 27REHRERBRG+ | PJM | 227 | 69 | 217
204787 | 27REHRERSBRG | PJM | 227 | 69 | 217
204811 | 27ADAMSTWN | PJM | 227 | 69 | 218
204812 | 27ALTN CMT | PJM | 227 | 69 | 218
204813 | 27ARMORCST | PJM | 227 | 69 | 218
204814 | 27LUCENT | PJM | 227 | 69 | 218
204816 | 27BARTO | PJM | 227 | 69 | 218
204817 | 27BERK 24 | PJM | 227 | 69 | 218
204818 | 27BERK 835 | PJM | 227 | 69 | 218
204819 | 27BERN CH | PJM | 227 | 69 | 218
204820 | 27BERNVILL | PJM | 227 | 69 | 218
204821 | 27BIRDBORO | PJM | 227 | 69 | 218
204822 | 27BIRDFERO | PJM | 227 | 69 | 218
204823 | 27CAR TECH | PJM | 227 | 69 | 218
204824 | 27CARSONIA | PJM | 227 | 69 | 218
204825 | 27CLOUSER | PJM | 227 | 69 | 218
204828 | 27E PENN | PJM | 227 | 69 | 218
204829 | 27E.TOPTON | PJM | 227 | 69 | 218
204830 | 27EXIDE | PJM | 227 | 69 | 218
204831 | 27FLYING H | PJM | 227 | 69 | 218
204832 | 27FRIEDNBG | PJM | 227 | 69 | 218
204833 | 27GLENSIDE | PJM | 227 | 69 | 218
204835 | 27KUTZTOWN | PJM | 227 | 69 | 218
204841 | 27LORANE | PJM | 227 | 69 | 218
204842 | 27LYNNVILE | PJM | 227 | 69 | 218
204843 | 27MC-KN GP | PJM | 227 | 69 | 218
204844 | 27MG IND | PJM | 227 | 69 | 218
204845 | 27MG IND T | PJM | 227 | 69 | 218
204846 | 27MOSELEM | PJM | 227 | 69 | 218
204847 | 27MUHLENBG | PJM | 227 | 69 | 218
204848 | 27OUTR STA | PJM | 227 | 69 | 218
204849 | 27PINE LNE | PJM | 227 | 69 | 218
204850 | 27LYONSTAP | PJM | 227 | 69 | 218
204851 | 27RIVRVIEW | PJM | 227 | 69 | 218
204852 | 27RNGROCKS | PJM | 227 | 69 | 218
204853 | 27ROSEDALE | PJM | 227 | 69 | 218
204855 | 27ROYAL GR | PJM | 227 | 69 | 218
204856 | 27ROYAL TP | PJM | 227 | 69 | 218
204857 | 27SPG VAL | PJM | 227 | 69 | 218
204858 | 27ST PETRS | PJM | 227 | 69 | 218
204861 | 27W.BOYTWN | PJM | 227 | 69 | 218
204862 | 27W.RDG | PJM | 227 | 69 | 218
204865 | 27WR_V4-052 | PJM | 227 | 69 | 218
204867 | 27HUFFCHURCH | PJM | 227 | 69 | 218
204868 | 27CAMBLEE | PJM | 227 | 69 | 218
204870 | 27VANREED | PJM | 227 | 69 | 218
204871 | 27CARTECH_WS | PJM | 227 | 69 | 218
205911 | 27W2-094 | PJM | 227 | 115 | 215
205919 | AB2-112 | PJM | 227 | 230 | 214
206201 | 28JERSVGEN | PJM | 228 | 34.5 | 225
206217 | 28FRN B TP | PJM | 228 | 34.5 | 223
206222 | 28MILFORD | PJM | 228 | 34.5 | 223
206261 | 28MERIL CK | PJM | 228 | 115 | 224
206264 | 28LK ILIFF | PJM | 228 | 230 | 224 |  |  |  | 41.0224 | -74.7272
206271 | 28MCRC/REC | PJM | 228 | 34.5 | 225
206298 | 28WILLIAMS | PJM | 228 | 230 | 226 |  |  |  | 40.4411 | -74.3165
206310 | 28NEWPROSP | PJM | 228 | 230 | 226 |  |  |  | 40.1873 | -74.3116
206317 | 28NJT ABER | PJM | 228 | 230 | 226
206318 | 28VANHISVL | PJM | 228 | 230 | 226 |  |  |  | 40.1107 | -74.3359
206368 | 28MDLSEXCO | PJM | 228 | 34.5 | 225
206369 | 28AMERLOAD | PJM | 228 | 34.5 | 225
206374 | 28ELASTMLD | PJM | 228 | 230 | 224 |  |  |  | 40.8322 | -74.8246
206375 | 28TEWKSBRY | PJM | 228 | 230 | 224 |  |  |  | 40.7133 | -74.7706
206425 | 28ACE | PJM | 228 | 34.5 | 223
206426 | 28BUTLER | PJM | 228 | 34.5 | 223
206433 | 28LP M TP | PJM | 228 | 34.5 | 223
206434 | 28PASAIC S | PJM | 228 | 34.5 | 223
206439 | 28POMP LK | PJM | 228 | 34.5 | 223
206440 | 28RAMAPO S | PJM | 228 | 34.5 | 223
206441 | 28RAMAPO W | PJM | 228 | 34.5 | 223
206442 | 28RIVERDAL | PJM | 228 | 34.5 | 223
206443 | 28TWO B TP | PJM | 228 | 34.5 | 223
206444 | 28TWO BRGS | PJM | 228 | 34.5 | 223
206445 | 28WANAQUE | PJM | 228 | 34.5 | 223
206450 | 28CHNG KTP | PJM | 228 | 34.5 | 223
206457 | 28GRNBK/JC | PJM | 228 | 34.5 | 223
206458 | 28GRNBK TP | PJM | 228 | 34.5 | 223
206459 | 28HALSEY | PJM | 228 | 34.5 | 223
206460 | 28LESLIE | PJM | 228 | 34.5 | 223
206461 | 28PINE BRK | PJM | 228 | 34.5 | 223
206462 | 28TAYLRTWN | PJM | 228 | 34.5 | 223
206464 | 28TH D TP | PJM | 228 | 34.5 | 223
206466 | 28PARSIPNY | PJM | 228 | 34.5 | 223
206468 | 28CHNG OTP | PJM | 228 | 34.5 | 223
206471 | 28ED ROAD | PJM | 228 | 34.5 | 223
206472 | 28HEWLETT | PJM | 228 | 34.5 | 223
206473 | 28BEACH GL | PJM | 228 | 34.5 | 223
206474 | 28M741 TP | PJM | 228 | 34.5 | 223
206480 | 28E DOVER | PJM | 228 | 34.5 | 223
206481 | 28FLEETWD | PJM | 228 | 34.5 | 223
206482 | 28MORRIS2 | PJM | 228 | 34.5 | 223
206483 | 28MT HOPE | PJM | 228 | 34.5 | 223
206485 | 28PIC L TP | PJM | 228 | 34.5 | 223
206488 | 28THATCHER | PJM | 228 | 34.5 | 223
206491 | 28W DENVIL | PJM | 228 | 34.5 | 223
206492 | 28NJT DVR | PJM | 228 | 34.5 | 223
206493 | 28HOPE RCK | PJM | 228 | 34.5 | 223
206494 | 28BRGN RCD | PJM | 228 | 34.5 | 223
206496 | 28ALLIED X | PJM | 228 | 34.5 | 223
206497 | 28ALLIED Y | PJM | 228 | 34.5 | 223
206498 | 28BELL SW | PJM | 228 | 34.5 | 223
206501 | 28BELL TP | PJM | 228 | 34.5 | 223
206504 | 28CHILCOTT | PJM | 228 | 34.5 | 223
206511 | 28EDEN MIL | PJM | 228 | 34.5 | 223
206512 | 28ROCKFL_X | PJM | 228 | 34.5 | 223
206513 | 28ROCKFL_Y | PJM | 228 | 34.5 | 223
206514 | 28FDU X76 | PJM | 228 | 34.5 | 223
206521 | 28MRS P TP | PJM | 228 | 34.5 | 223
206522 | 28MOTWN TP | PJM | 228 | 34.5 | 223
206524 | 28SANDZ TP | PJM | 228 | 34.5 | 223
206526 | 28DAVIS M | PJM | 228 | 34.5 | 223
206535 | 28COMNWLTH | PJM | 228 | 34.5 | 223
206536 | 28LIVNGSTN | PJM | 228 | 34.5 | 223
206537 | 28MADISON | PJM | 228 | 34.5 | 223
206540 | 28NABISCO | PJM | 228 | 34.5 | 223
206545 | 28MADSN TP | PJM | 228 | 34.5 | 223
206546 | 28BRIANT P | PJM | 228 | 34.5 | 223
206547 | 28FADEM RD | PJM | 228 | 34.5 | 223
206549 | 28MIL A TP | PJM | 228 | 34.5 | 223
206550 | 28MRS CRT | PJM | 228 | 34.5 | 223
206564 | 28GRN V TP | PJM | 228 | 34.5 | 223
206566 | 28MURRAY H | PJM | 228 | 34.5 | 223
206567 | 28MUR H TP | PJM | 228 | 34.5 | 223
206568 | 28NEW PROV | PJM | 228 | 34.5 | 223
206569 | 28PRU TAP | PJM | 228 | 34.5 | 223
206570 | 28PRUDENTL | PJM | 228 | 34.5 | 223
206574 | 28AMES RUB | PJM | 228 | 34.5 | 223
206575 | 28ANDOVER2 | PJM | 228 | 34.5 | 223
206576 | 28BLAIRTWN | PJM | 228 | 34.5 | 223
206580 | 28CZY Y TP | PJM | 228 | 34.5 | 223
206582 | 28EDISON S | PJM | 228 | 34.5 | 223
206586 | 28HOLIDAY | PJM | 228 | 34.5 | 223
206587 | 28HOPATCNG | PJM | 228 | 34.5 | 223
206588 | 28HOPAT SW | PJM | 228 | 34.5 | 223
206589 | 28HURDTOWN | PJM | 228 | 34.5 | 223
206592 | 28LIME CRS | PJM | 228 | 34.5 | 223
206593 | 28MOHAWK | PJM | 228 | 34.5 | 223
206595 | 28N NWTN A | PJM | 228 | 34.5 | 223
206598 | 28POLE 98 | PJM | 228 | 34.5 | 223
206601 | 28REA VRN | PJM | 228 | 34.5 | 223
206604 | 28SPR S TP | PJM | 228 | 34.5 | 223
206611 | 28PIC S TP | PJM | 228 | 34.5 | 223
206614 | 28BRNRDSVL | PJM | 228 | 34.5 | 223
206615 | 28CHUBB & | PJM | 228 | 34.5 | 223
206616 | 28COLONIAL | PJM | 228 | 34.5 | 223
206617 | 28EXXON | PJM | 228 | 34.5 | 223
206618 | 28GREATER | PJM | 228 | 34.5 | 223
206619 | 28KEMBLE P | PJM | 228 | 34.5 | 223
206620 | 28KENVIL Z | PJM | 228 | 34.5 | 223
206621 | 28KNV Z TP | PJM | 228 | 34.5 | 223
206622 | 28KENVIL U | PJM | 228 | 34.5 | 223
206625 | 28LEBANON | PJM | 228 | 34.5 | 223
206628 | 28LYONS | PJM | 228 | 34.5 | 223
206629 | 28MENDHAM | PJM | 228 | 34.5 | 223
206631 | 28MF Z TP | PJM | 228 | 34.5 | 223
206636 | 28NJT C757 | PJM | 228 | 34.5 | 223
206637 | 28NJT Z728 | PJM | 228 | 34.5 | 223
206638 | 28PEAPACK | PJM | 228 | 34.5 | 223
206639 | 28RIDGE | PJM | 228 | 34.5 | 223
206645 | 28STR I TP | PJM | 228 | 34.5 | 223
206646 | 28WESTINGH | PJM | 228 | 34.5 | 223
206651 | 28MERCK | PJM | 228 | 34.5 | 223
206652 | 28OLD YORK | PJM | 228 | 34.5 | 223
206653 | 28ALLAMUCH | PJM | 228 | 34.5 | 223
206656 | 28LNDNG TP | PJM | 228 | 34.5 | 223
206657 | 28M&M | PJM | 228 | 34.5 | 223
206661 | 28PANTHER | PJM | 228 | 34.5 | 223
206662 | 28SAXTON F | PJM | 228 | 34.5 | 223
206663 | 28NET R TP | PJM | 228 | 34.5 | 223
206665 | 28NET S TP | PJM | 228 | 34.5 | 223
206666 | 28BROADWAY | PJM | 228 | 34.5 | 223
206667 | 28CAPTIVE | PJM | 228 | 34.5 | 223
206668 | 28COOKE CO | PJM | 228 | 34.5 | 223
206669 | 28FURN BRK | PJM | 228 | 34.5 | 223
206670 | 28HALE CRS | PJM | 228 | 34.5 | 223
206671 | 28HOFFMAN | PJM | 228 | 34.5 | 223
206672 | 28MOBIL CH | PJM | 228 | 34.5 | 223
206673 | 28PORT MUR | PJM | 228 | 34.5 | 223
206674 | 28STEWARTS | PJM | 228 | 34.5 | 223
206675 | 28WASHNTON | PJM | 228 | 34.5 | 223
206676 | 28W PORTAL | PJM | 228 | 34.5 | 223
206678 | 28NWBRG TP | PJM | 228 | 34.5 | 223
206679 | 28M&M S721 | PJM | 228 | 34.5 | 223
206680 | 28ALPHA | PJM | 228 | 34.5 | 223
206681 | 28HAWKS | PJM | 228 | 34.5 | 223
206682 | 28INGERSOL | PJM | 228 | 34.5 | 223
206683 | 28MARBLE H | PJM | 228 | 34.5 | 223
206684 | 28PHILLIPS | PJM | 228 | 34.5 | 223
206685 | 28WAREN GL | PJM | 228 | 34.5 | 223
206686 | 28ALEX SW | PJM | 228 | 34.5 | 223
206687 | 28BAPTISTN | PJM | 228 | 34.5 | 223
206688 | 28BUCKEYE | PJM | 228 | 34.5 | 223
206689 | 28CHERRYVL | PJM | 228 | 34.5 | 223
206690 | 28CLINTON | PJM | 228 | 34.5 | 223
206691 | 28FLEMTON | PJM | 228 | 34.5 | 223
206693 | 28GILBOA | PJM | 228 | 34.5 | 223
206694 | 28GRANDIN | PJM | 228 | 34.5 | 223
206695 | 28LIPTN TP | PJM | 228 | 34.5 | 223
206696 | 28LIPTON | PJM | 228 | 34.5 | 223
206699 | 28RND V TP | PJM | 228 | 34.5 | 223
206701 | 28ROSEMONT | PJM | 228 | 34.5 | 223
206702 | 28RND VLY | PJM | 228 | 34.5 | 223
206704 | 28US BRONZ | PJM | 228 | 34.5 | 223
206705 | 28VISQUEEN | PJM | 228 | 34.5 | 223
206706 | 28W FLEM | PJM | 228 | 34.5 | 223
206707 | 28W FLM TP | PJM | 228 | 34.5 | 223
206710 | 28PERRY TP | PJM | 228 | 34.5 | 223
206711 | 28PERRYVIL | PJM | 228 | 34.5 | 223
206712 | 28BEAR STR | PJM | 228 | 34.5 | 223
206713 | 28DRKTN TP | PJM | 228 | 115 | 224
206715 | 28WHITLOCK | PJM | 228 | 34.5 | 223
206717 | 28NY LIFE | PJM | 228 | 34.5 | 223
206720 | 28MANCHSTR | PJM | 228 | 230 | 226 |  |  |  | 40.0244 | -74.2746
206721 | 28CNTRATAP | PJM | 228 | 34.5 | 225
206722 | 28CNTRA ST | PJM | 228 | 34.5 | 225
206723 | 28JSMEDTAP | PJM | 228 | 34.5 | 225
206724 | 28JSMDCNTR | PJM | 228 | 34.5 | 225
206726 | 28R70 TAP | PJM | 228 | 34.5 | 225
206727 | 28COLOAKTP | PJM | 228 | 34.5 | 225
206736 | 28F1S_V4-069 | PJM | 228 | 34.5 | 223
206737 | 28F2S_V4-070 | PJM | 228 | 34.5 | 223
206738 | 28FLE_V3-070 | PJM | 228 | 34.5 | 223
206740 | 28WCRR | PJM | 228 | 34.5 | 223
206741 | 28FR_U2-059 | PJM | 228 | 34.5 | 223
206742 | 28SUX_V3-011 | PJM | 228 | 34.5 | 223
206743 | 28GAR_V4-001 | PJM | 228 | 34.5 | 223
206744 | 28PIT_W1-132 | PJM | 228 | 34.5 | 223
206745 | 28F3S_W2-016 | PJM | 228 | 34.5 | 223
206746 | 28WNG_W3-110 | PJM | 228 | 34.5 | 223
206747 | 28DSM_X3-029 | PJM | 228 | 34.5 | 223
206748 | 28DL_W4-046 | PJM | 228 | 34.5 | 223
206749 | 28WA_W3-044 | PJM | 228 | 34.5 | 223
206750 | 28MARTNSVL | PJM | 228 | 34.5 | 223
206751 | 28HRM_W1-127 | PJM | 228 | 34.5 | 223
206755 | 28CPH_W2-050 | PJM | 228 | 34.5 | 223
206758 | 28AU_W4-064 | PJM | 228 | 34.5 | 223
206759 | 28HOL_W4-097 | PJM | 228 | 34.5 | 223
206762 | 28FRD_X1-012 | PJM | 228 | 34.5 | 223
206763 | 28BVR_Y1-020 | PJM | 228 | 34.5 | 223
206764 | 28JCR_X2-075 | PJM | 228 | 34.5 | 223
206765 | 28DOREMUS | PJM | 228 | 34.5 | 223
206767 | 28BRNX1-095 | PJM | 228 | 34.5 | 223
206769 | 28WANTAGEQRY | PJM | 228 | 34.5 | 223
206771 | 28AMER_CAN | PJM | 228 | 34.5 | 223
206772 | 28BASF | PJM | 228 | 34.5 | 223
206774 | 28ALEX+ | PJM | 228 | 34.5 | 223
206775 | 28TEX_EAST | PJM | 228 | 34.5 | 223
206880 | 28ANHEUSER | PJM | 228 | 34.5 | 225
206881 | 28CHEESEQU | PJM | 228 | 34.5 | 225
206882 | 28COLOAK G | PJM | 228 | 34.5 | 225
206883 | 28XMAN/NEJ | PJM | 228 | 34.5 | 225
206886 | 28HERCULES | PJM | 228 | 34.5 | 225
206887 | 28JERNEE M | PJM | 228 | 34.5 | 225
206888 | 28MELROSE | PJM | 228 | 34.5 | 225
206889 | 28OLD BRID | PJM | 228 | 34.5 | 225
206890 | 28RUNYON | PJM | 228 | 34.5 | 225
206891 | 28SAYREVIL | PJM | 228 | 34.5 | 225
206893 | 28SCHWEIT | PJM | 228 | 34.5 | 225
206894 | 28SOUTH AM | PJM | 228 | 34.5 | 225
206895 | 28CANALTAP | PJM | 228 | 34.5 | 225
206898 | 28ATLANTIC | PJM | 228 | 34.5 | 225
206899 | 28BAY | PJM | 228 | 34.5 | 225
206900 | 28BELFORD | PJM | 228 | 34.5 | 225
206901 | 28CLARK ST | PJM | 228 | 34.5 | 225
206904 | 28EPA & EA | PJM | 228 | 34.5 | 225
206905 | 28FAIRVIEW | PJM | 228 | 34.5 | 225
206906 | 28FELTUS S | PJM | 228 | 34.5 | 225
206907 | 28HAZLET | PJM | 228 | 34.5 | 225
206908 | 28HIGHLAND | PJM | 228 | 34.5 | 225
206910 | 28KEYPORT | PJM | 228 | 34.5 | 225
206911 | 28LAURENCE | PJM | 228 | 34.5 | 225
206914 | 28MATAWAN | PJM | 228 | 34.5 | 225
206915 | 28MIDDLETO | PJM | 228 | 34.5 | 225
206916 | 28MIDLAND | PJM | 228 | 34.5 | 225
206917 | 28PENNWALT | PJM | 228 | 34.5 | 225
206918 | 28PENNW TP | PJM | 228 | 34.5 | 225
206919 | 28PRUPAC | PJM | 228 | 34.5 | 225
206920 | 28ROBERTS | PJM | 228 | 34.5 | 225
206921 | 28SANDY HO | PJM | 228 | 34.5 | 225
206922 | 28STONE CH | PJM | 228 | 34.5 | 225
206923 | 28TAYLOR L | PJM | 228 | 34.5 | 225
206926 | 28CL ST TP | PJM | 228 | 34.5 | 225
206928 | 28LINC_QTP | PJM | 228 | 34.5 | 225
206929 | 28ALLENHUR | PJM | 228 | 34.5 | 225
206930 | 28BRANCHPO | PJM | 228 | 34.5 | 225
206931 | 28CAMP WD | PJM | 228 | 34.5 | 225
206932 | 28EATON CR | PJM | 228 | 34.5 | 225
206933 | 28EATON D | PJM | 228 | 34.5 | 225
206934 | 28EATON G | PJM | 228 | 34.5 | 225
206935 | 28EATON P | PJM | 228 | 34.5 | 225
206936 | 28ECOM/PH | PJM | 228 | 34.5 | 225
206940 | 28FT MON F | PJM | 228 | 34.5 | 225
206943 | 28MONMOUTH | PJM | 228 | 34.5 | 225
206944 | 28LITTLE S | PJM | 228 | 34.5 | 225
206945 | 28LOCUST G | PJM | 228 | 34.5 | 225
206946 | 28LONG BR | PJM | 228 | 34.5 | 225
206947 | 28BATH AVE | PJM | 228 | 34.5 | 225
206950 | 28MONM BCH | PJM | 228 | 34.5 | 225
206951 | 28MONM WTR | PJM | 228 | 34.5 | 225
206952 | 28MUNITION | PJM | 228 | 34.5 | 225
206954 | 28RUMSON | PJM | 228 | 34.5 | 225
206955 | 28SEA BR P | PJM | 228 | 34.5 | 225
206956 | 28SEA BR K | PJM | 228 | 34.5 | 225
206957 | 28WEST END | PJM | 228 | 34.5 | 225
206958 | 28WOODBINE | PJM | 228 | 34.5 | 225
206962 | 28WALL TAP | PJM | 228 | 34.5 | 225
206963 | 28WALL CH | PJM | 228 | 34.5 | 225
206964 | 28MMN P TP | PJM | 228 | 34.5 | 225
206965 | 28MMN Q TP | PJM | 228 | 34.5 | 225
206966 | 28ALLENWD | PJM | 228 | 34.5 | 225
206968 | 28ASB U TP | PJM | 228 | 34.5 | 225
206971 | 28AVON | PJM | 228 | 34.5 | 225
206972 | 28BELMAR | PJM | 228 | 34.5 | 225
206973 | 28BENNETT | PJM | 228 | 34.5 | 225
206974 | 28BRADLEY | PJM | 228 | 34.5 | 225
206975 | 28CAMP EVA | PJM | 228 | 34.5 | 225
206977 | 28GREEN GR | PJM | 228 | 34.5 | 225
206978 | 28HAMILTON | PJM | 228 | 34.5 | 225
206979 | 28COR/JBRK | PJM | 228 | 34.5 | 225
206981 | 28NEPTUNE | PJM | 228 | 34.5 | 225
206982 | 28N_CANTON | PJM | 228 | 34.5 | 225
206983 | 28SPRING L | PJM | 228 | 34.5 | 225
206984 | 28STOCKTON | PJM | 228 | 34.5 | 225
206985 | 28WHITESVI | PJM | 228 | 34.5 | 225
206986 | 28GLEND SW | PJM | 228 | 34.5 | 225
206987 | 28BELMAR T | PJM | 228 | 34.5 | 225
206988 | 28JUMP B T | PJM | 228 | 34.5 | 225
206989 | 28GLEND TP | PJM | 228 | 34.5 | 225
206991 | 28NEPT TP | PJM | 228 | 34.5 | 225
206992 | 28GLN D TP | PJM | 228 | 34.5 | 225
206994 | 28N TREAT | PJM | 228 | 34.5 | 227
206995 | 28ALLAIRE | PJM | 228 | 34.5 | 225
206996 | 28BAYVILLE | PJM | 228 | 34.5 | 225
206997 | 28BRICK SC | PJM | 228 | 34.5 | 225
206998 | 28BRIELLE | PJM | 228 | 34.5 | 225
206999 | 28CEDAR BR | PJM | 228 | 34.5 | 225
207000 | 28CENTRAL | PJM | 228 | 34.5 | 225
207001 | 28FLINT RO | PJM | 228 | 34.5 | 225
207004 | 28ISLD H T | PJM | 228 | 34.5 | 227
207012 | 28LAVALLET | PJM | 228 | 34.5 | 227
207015 | 28MOTTS CO | PJM | 228 | 34.5 | 225
207016 | 28CEDBR TP | PJM | 228 | 34.5 | 227
207017 | 28N.J.PULV | PJM | 228 | 34.5 | 225
207022 | 28PINE B Z | PJM | 228 | 34.5 | 225
207026 | 28PT PLEAS | PJM | 228 | 34.5 | 227
207031 | 28TOM V TP | PJM | 228 | 34.5 | 227
207035 | 28TRC C TP | PJM | 228 | 34.5 | 225
207038 | 28WOODLAND | PJM | 228 | 34.5 | 225
207040 | 28R144 TAP | PJM | 228 | 34.5 | 225
207043 | 28LANES MI | PJM | 228 | 34.5 | 225
207044 | 28NJTBAYHD | PJM | 228 | 34.5 | 227
207045 | 28SIL C TP | PJM | 228 | 34.5 | 225
207046 | 28SIL N TP | PJM | 228 | 34.5 | 227
207049 | 28AMER SME | PJM | 228 | 34.5 | 225
207052 | 28FT DX SW | PJM | 228 | 34.5 | 225
207053 | 28GLIDDEN | PJM | 228 | 34.5 | 225
207055 | 28HYSON | PJM | 228 | 34.5 | 225
207058 | 28MCGUIRE | PJM | 228 | 34.5 | 225
207062 | 28SO LAKEW | PJM | 228 | 34.5 | 225
207063 | 28TRC | PJM | 228 | 34.5 | 225
207064 | 28TRC O41 | PJM | 228 | 34.5 | 225
207065 | 28UPTON | PJM | 228 | 34.5 | 225
207066 | 28VAN HISE | PJM | 228 | 34.5 | 225
207068 | 28FK RVR | PJM | 228 | 34.5 | 225
207070 | 28GRT V TP | PJM | 228 | 34.5 | 225
207075 | 28FALCON | PJM | 228 | 34.5 | 225
207076 | 28APPLEGAR | PJM | 228 | 34.5 | 225
207077 | 28CARTER W | PJM | 228 | 34.5 | 225
207078 | 28CITGO | PJM | 228 | 34.5 | 225
207079 | 28COCA COL | PJM | 228 | 34.5 | 225
207080 | 28CRANBURY | PJM | 228 | 34.5 | 225
207083 | 28HORNERST | PJM | 228 | 34.5 | 225
207084 | 28MAN ROCH | PJM | 228 | 34.5 | 225
207085 | 28MCGRAW-H | PJM | 228 | 34.5 | 225
207086 | 28PRINCETO | PJM | 228 | 34.5 | 225
207087 | 28TWIN RIV | PJM | 228 | 34.5 | 225
207089 | 28GRT ADTP | PJM | 228 | 34.5 | 225
207091 | 28HALF ACR | PJM | 228 | 34.5 | 225
207092 | 28CITGO TP | PJM | 228 | 34.5 | 225
207095 | 28COSTCO | PJM | 228 | 34.5 | 225
207100 | 28BRD M TP | PJM | 228 | 34.5 | 225
207101 | 28BROCKWAY | PJM | 228 | 34.5 | 225
207102 | 28BROWNTOW | PJM | 228 | 34.5 | 225
207103 | 28COLTS NK | PJM | 228 | 34.5 | 225
207104 | 28FARMDALE | PJM | 228 | 34.5 | 225
207107 | 28FRH L TP | PJM | 228 | 34.5 | 225
207112 | 28A209 TAP | PJM | 228 | 34.5 | 225
207113 | 28HILLSDAL | PJM | 228 | 34.5 | 225
207114 | 28HOWELL | PJM | 228 | 34.5 | 225
207115 | 28JAMESBUR | PJM | 228 | 34.5 | 225
207116 | 28JERSEYVI | PJM | 228 | 34.5 | 225
207118 | 28MONROE | PJM | 228 | 34.5 | 225
207119 | 28NESTLE | PJM | 228 | 34.5 | 225
207120 | 28SAYREWD | PJM | 228 | 34.5 | 225
207122 | 28RT 33 SW | PJM | 228 | 34.5 | 225
207123 | 28GRAVEL H | PJM | 228 | 34.5 | 225
207124 | 28TEXAS RO | PJM | 228 | 34.5 | 225
207126 | 28UNIONCAR | PJM | 228 | 34.5 | 225
207128 | 28RACE X T | PJM | 228 | 34.5 | 225
207133 | 28EDISON C | PJM | 228 | 34.5 | 223
207135 | 28BAMBR LK | PJM | 228 | 34.5 | 225
207137 | 28INTRDATA | PJM | 228 | 34.5 | 225
207139 | 28AMAZON | PJM | 228 | 34.5 | 225
207143 | 28BYD_X4-031 | PJM | 228 | 34.5 | 225
207144 | 28HOW_X1-037 | PJM | 228 | 34.5 | 225
207145 | 28FRN_Y2-051 | PJM | 228 | 34.5 | 225
207148 | 28MDF_W3-079 | PJM | 228 | 34.5 | 225
207149 | 28UPF_X1-085 | PJM | 228 | 34.5 | 225
207150 | 28HAN_X4-015 | PJM | 228 | 34.5 | 225
207153 | 28AESREDOAK | PJM | 228 | 34.5 | 225
207154 | 28INSULSWPT | PJM | 228 | 34.5 | 225
207155 | 28NEPTUNESRV | PJM | 228 | 34.5 | 225
207160 | 28EGP_W2-019 | PJM | 228 | 34.5 | 225
207164 | 28NHV_W2-082 | PJM | 228 | 34.5 | 225
207165 | 28LOCUST TP | PJM | 228 | 34.5 | 225
207169 | 28W4-060COL | PJM | 228 | 34.5 | 225
207171 | 28DIX_Z2-102 | PJM | 228 | 34.5 | 225
207177 | 28WAMPOLE+ | PJM | 228 | 34.5 | 225
207178 | 28AUROBINDO | PJM | 228 | 34.5 | 225
207179 | 28SIXFLAGS | PJM | 228 | 34.5 | 225
207204 | 28HOL_W1-112 | PJM | 228 | 34.5 | 225
207205 | 28MAN_W1-024 | PJM | 228 | 34.5 | 225
207206 | 28TIN_W1-124 | PJM | 228 | 34.5 | 225
207207 | 28JCB_W1-129 | PJM | 228 | 34.5 | 225
207208 | 28JCB_W4-025 | PJM | 228 | 34.5 | 225
207209 | 28JCBSTSOL | PJM | 228 | 34.5 | 225
207400 | 28PL_AA1-060 | PJM | 228 | 34.5 | 225
207412 | 28AA2-060 E | PJM | 228 | 34.5 | 223
207413 | 28AA2-061 E | PJM | 228 | 34.5 | 223
207419 | AB2-139 E | PJM | 228 | 34.5 | 225
207420 | AC1-207 TAP | PJM | 228 | 34.5 | 225
207430 | W4-060 TAP | PJM | 228 | 34.5 | 225
207436 | AD2-070 TAP | PJM | 228 | 34.5 | 223
207437 | AD2-070 GEN | PJM | 228 | 34.5 | 223
207439 | AE1-081 C O1 | PJM | 228 | 34.5 | 223
207442 | AE1-156 GEN | PJM | 228 | 34.5 | 223
207448 | AC1-018_GEN | PJM | 228 | 34.5 | 223
207451 | AA2-048 E | PJM | 228 | 34.5 | 225
207452 | AA2-060 TAP | PJM | 228 | 34.5 | 223
207453 | AA2-184 TAP | PJM | 228 | 34.5 | 225
207454 | AA2-184 E | PJM | 228 | 34.5 | 225
207455 | AC2-144 E | PJM | 228 | 34.5 | 223
207456 | AC2-145 E | PJM | 228 | 34.5 | 223
207457 | AD1-059 | PJM | 228 | 230 | 226
207458 | AD2-210 E | PJM | 228 | 34.5 | 223
207930 | BUSH | PJM | 229 | 230 | 232
207968 | ELIM | PJM | 229 | 230 | 232
208048 | OTCR | PJM | 229 | 230 | 232
208100 | BEAC TP | PJM | 229 | 69 | 239
208113 | SUSQ | PJM | 229 | 230 | 232 |  |  |  | 41.0887 | -76.1498
208120 | SU10 | PJM | 229 | 230 | 232
208206 | ARMA TP2 | PJM | 229 | 69 | 235
208209 | ARMA TP | PJM | 229 | 69 | 235
208218 | ATGL TP | PJM | 229 | 69 | 235
208229 | BEMA TP1 | PJM | 229 | 69 | 235
208230 | BEMA TP2 | PJM | 229 | 69 | 235
208240 | BERK CC | PJM | 229 | 69 | 235
208241 | BERKLAPI | PJM | 229 | 69 | 235
208259 | BUIR TP | PJM | 229 | 69 | 235
208261 | BUIR TP2 | PJM | 229 | 69 | 235
208273 | CHWA TP | PJM | 229 | 69 | 235
208322 | SMAN TP2 | PJM | 229 | 69 | 235
208344 | ELIZ TP2 | PJM | 229 | 69 | 235
208366 | ELIZ TP1 | PJM | 229 | 69 | 235
208389 | EPHR TP1 | PJM | 229 | 69 | 235
208390 | EPHR TP2 | PJM | 229 | 69 | 235
208406 | FULL TP1 | PJM | 229 | 69 | 235
208408 | LAND TP1 | PJM | 229 | 69 | 235
208422 | GRIN TP1 | PJM | 229 | 69 | 235
208423 | GRIN TP2 | PJM | 229 | 69 | 235
208452 | HONY TP | PJM | 229 | 69 | 235
208454 | HWMT TP1 | PJM | 229 | 69 | 235
208455 | HWMT TP2 | PJM | 229 | 69 | 235
208456 | HONY TIE | PJM | 229 | 69 | 235
208507 | LAVI TP | PJM | 229 | 69 | 235
208514 | LAWF TP | PJM | 229 | 69 | 235
208559 | MARI TP1 | PJM | 229 | 69 | 235
208560 | MARI TP2 | PJM | 229 | 69 | 235
208590 | MILL TP1 | PJM | 229 | 69 | 235
208591 | MILL TP2 | PJM | 229 | 69 | 235
208605 | MLWDSTTI | PJM | 229 | 69 | 235
208620 | MOJO TP2 | PJM | 229 | 69 | 235
208637 | LAND TP2 | PJM | 229 | 69 | 235
208656 | NCOL TP1 | PJM | 229 | 69 | 235
208657 | NCOL TP2 | PJM | 229 | 69 | 235
208686 | COCA TP | PJM | 229 | 69 | 235
208698 | PRINUGS1 | PJM | 229 | 138 | 235
208699 | PRINUGS2 | PJM | 229 | 138 | 235
208700 | PRINUGW1 | PJM | 229 | 138 | 235
208701 | PRINUGW2 | PJM | 229 | 138 | 235
208711 | ATGL TP2 | PJM | 229 | 69 | 235
208737 | ROBE TP1 | PJM | 229 | 69 | 235
208738 | ROBE TP2 | PJM | 229 | 69 | 235
208769 | SISO | PJM | 229 | 12.47 | 233
208776 | SISP 2 | PJM | 229 | 69 | 235
208784 | SLIT TP | PJM | 229 | 69 | 235
208794 | SMAN TP1 | PJM | 229 | 69 | 235
208813 | STHI TP2 | PJM | 229 | 69 | 235
208814 | STHI TPR | PJM | 229 | 69 | 235
208822 | STRA TP1 | PJM | 229 | 69 | 235
208823 | STRA TP2 | PJM | 229 | 69 | 235
208825 | STRAMLTI | PJM | 229 | 69 | 235
208831 | TEHI TI | PJM | 229 | 69 | 235
208835 | TUHI V3-051 | PJM | 229 | 12.47 | 233
208841 | TWVA TW6 | PJM | 229 | 69 | 235
208842 | TWVA TW7 | PJM | 229 | 69 | 235
208847 | WAKE TP | PJM | 229 | 69 | 235
208848 | HOLA U1-067 | PJM | 229 | 12.47 | 233
208849 | WAKE TP2 | PJM | 229 | 69 | 235
208851 | CHWA TP2 | PJM | 229 | 69 | 235
208865 | WEWI TP2 | PJM | 229 | 69 | 235
208913 | SAHA 12 | PJM | 229 | 13.8 | 233
209028 | N31 IPP | PJM | 229 | 12.47 | 233
209030 | FRFA O01 | PJM | 229 | 12.47 | 233
209733 | AMP1 TP2 | PJM | 229 | 69 | 237
209738 | AMP2 TP1 | PJM | 229 | 69 | 237
209739 | AMP2 TP2 | PJM | 229 | 69 | 237
209754 | BENV TP1 | PJM | 229 | 69 | 237
209755 | BENV TP2 | PJM | 229 | 69 | 237
209778 | SDLE TI2 | PJM | 229 | 69 | 237
209779 | CARL TP3 | PJM | 229 | 69 | 237
209780 | CARL TP4 | PJM | 229 | 69 | 237
209784 | CARLTI13 | PJM | 229 | 69 | 237
209785 | CARLUG13 | PJM | 229 | 69 | 237
209786 | CARLTI24 | PJM | 229 | 69 | 237
209787 | CARLUG24 | PJM | 229 | 69 | 237
209790 | CABA TP4 | PJM | 229 | 69 | 237
209792 | CABA TP2 | PJM | 229 | 69 | 237
209819 | CHRO 1 | PJM | 229 | 69 | 237
209820 | CHRO 2 | PJM | 229 | 69 | 237
209834 | COSR | PJM | 229 | 69 | 237
209853 | CUMB CC | PJM | 229 | 69 | 237
209859 | DALM TP | PJM | 229 | 69 | 237
209869 | DAUPTIJU | PJM | 229 | 69 | 237
209870 | DAUPTIPG | PJM | 229 | 69 | 237
209883 | DUKE TP2 | PJM | 229 | 69 | 237
209884 | DUKE TP1 | PJM | 229 | 69 | 237
209904 | ENOL TP1 | PJM | 229 | 69 | 237
209905 | ENOL TP2 | PJM | 229 | 69 | 237
209914 | FRSW | PJM | 229 | 69 | 237
209920 | FRY 3 | PJM | 229 | 69 | 237
209926 | FRY 4 | PJM | 229 | 69 | 237
209932 | GRAT TP | PJM | 229 | 69 | 237
209938 | GRPA TP1 | PJM | 229 | 69 | 237
209939 | GRPA TP2 | PJM | 229 | 69 | 237
209951 | HAMP TP2 | PJM | 229 | 69 | 237
209952 | HAMP TP1 | PJM | 229 | 69 | 237
209957 | HAR UG11 | PJM | 229 | 69 | 237
209958 | HARR UG21 | PJM | 229 | 69 | 237
209961 | MNTG TP1 | PJM | 229 | 69 | 236
209962 | MNTG TP2 | PJM | 229 | 69 | 236
209991 | IBM | PJM | 229 | 69 | 237
209998 | JUNINPCC | PJM | 229 | 69 | 237
210003 | LAPU TP | PJM | 229 | 69 | 237
210004 | LAPU | PJM | 229 | 69 | 237
210018 | LING TP1 | PJM | 229 | 69 | 237
210019 | LING TP2 | PJM | 229 | 69 | 237
210034 | MCAL TP1 | PJM | 229 | 69 | 237
210048 | MTON TP2 | PJM | 229 | 69 | 237
210049 | MTON TP1 | PJM | 229 | 69 | 237
210055 | MEISTIDA | PJM | 229 | 69 | 237
210068 | WALK TP1 | PJM | 229 | 69 | 237
210076 | MOAL TP4 | PJM | 229 | 69 | 237
210091 | NCAD TP | PJM | 229 | 69 | 237
210092 | NCAD | PJM | 229 | 69 | 237
210103 | NEWP TP1 | PJM | 229 | 69 | 237
210124 | NOTT TP2 | PJM | 229 | 69 | 237
210125 | NOTT 2 | PJM | 229 | 69 | 237
210126 | NOTT TP1 | PJM | 229 | 69 | 237
210133 | AMP1 TP1 | PJM | 229 | 69 | 237
210160 | PURI | PJM | 229 | 69 | 237
210166 | QUOA | PJM | 229 | 69 | 237
210172 | RALS TP | PJM | 229 | 69 | 237
210173 | RALS | PJM | 229 | 69 | 237
210181 | REE-HEOH | PJM | 229 | 69 | 237
210193 | ROCK TP2 | PJM | 229 | 69 | 237
210194 | ROCK TP1 | PJM | 229 | 69 | 237
210229 | SDLE TI | PJM | 229 | 69 | 237
210242 | SSDL NO2 | PJM | 229 | 69 | 237
210246 | SSDL NO1 | PJM | 229 | 69 | 237
210272 | SWAT TP1 | PJM | 229 | 69 | 237
210274 | SWAT TP2 | PJM | 229 | 69 | 237
210275 | B60157 TP | PJM | 229 | 69 | 237
210276 | B60157 | PJM | 229 | 69 | 237
210285 | THOM TP2 | PJM | 229 | 69 | 237
210292 | TRTE | PJM | 229 | 69 | 237
210300 | WALK TP2 | PJM | 229 | 69 | 237
210312 | WALN UG21 | PJM | 229 | 69 | 237
210325 | WCARUG13 | PJM | 229 | 69 | 237
210326 | WCARTI13 | PJM | 229 | 69 | 237
210327 | WCARUG24 | PJM | 229 | 69 | 237
210331 | WSHO TI1 | PJM | 229 | 69 | 237
210332 | WSHO TI2 | PJM | 229 | 69 | 237
210338 | WHHI TP1 | PJM | 229 | 69 | 237
210339 | WHHI TP2 | PJM | 229 | 69 | 237
210343 | WHHI TI1 | PJM | 229 | 69 | 237
210344 | WHHI TI2 | PJM | 229 | 69 | 237
210388 | ALPA TP1 | PJM | 229 | 69 | 238
210389 | ALPA TP2 | PJM | 229 | 69 | 238
210404 | EPHA TI1 | PJM | 229 | 69 | 239
210405 | EPHA TI2 | PJM | 229 | 69 | 239
210406 | APPE TP | PJM | 229 | 138 | 234
210421 | BREI TP2 | PJM | 229 | 69 | 238
210422 | BREI TP1 | PJM | 229 | 69 | 238
210432 | BART TP1 | PJM | 229 | 138 | 234
210434 | BART TP2 | PJM | 229 | 138 | 234
210461 | BLGL TP1 | PJM | 229 | 69 | 238
210462 | BLGL TP2 | PJM | 229 | 69 | 238
210469 | WTRE TP1 | PJM | 229 | 69 | 238
210470 | BRPR | PJM | 229 | 69 | 238
210471 | WTRE TP2 | PJM | 229 | 69 | 238
210484 | CAME TP | PJM | 229 | 69 | 234
210490 | CANA TP | PJM | 229 | 69 | 234
210501 | WIBR TP1 | PJM | 229 | 138 | 238
210502 | WIBR TP2 | PJM | 229 | 138 | 238
210523 | BING TP1 | PJM | 229 | 69 | 238
210525 | COOP TP | PJM | 229 | 69 | 238
210533 | COP2-1 | PJM | 229 | 69 | 238
210539 | CCNA TP2 | PJM | 229 | 69 | 238
210540 | CCNA TP1 | PJM | 229 | 69 | 238
210548 | CRAC TP1 | PJM | 229 | 138 | 238
210549 | CRAC TP2 | PJM | 229 | 138 | 238
210576 | EALLTAP2 | PJM | 229 | 138 | 238
210577 | EALLTAP1 | PJM | 229 | 138 | 238
210586 | EGRETP 1 | PJM | 229 | 69 | 238
210587 | EGRETP 2 | PJM | 229 | 69 | 238
210632 | ELRO TP2 | PJM | 229 | 69 | 238
210633 | ELRO TP1 | PJM | 229 | 69 | 238
210635 | CRCR TP2 | PJM | 229 | 138 | 234
210639 | CRCR TP1 | PJM | 229 | 138 | 234
210642 | EMMA TP2 | PJM | 229 | 69 | 238
210643 | EMMA TP1 | PJM | 229 | 69 | 238
210645 | EMMA TI | PJM | 229 | 69 | 238
210646 | FACT TP1 | PJM | 229 | 69 | 238
210647 | FACT TP2 | PJM | 229 | 69 | 238
210661 | FOGE TP2 | PJM | 229 | 69 | 238
210662 | FOGE TP1 | PJM | 229 | 69 | 238
210677 | FREE TP2 | PJM | 229 | 69 | 238
210678 | FREE TP1 | PJM | 229 | 69 | 238
210679 | FOHI TP1 | PJM | 229 | 69 | 238
210680 | FOHI TP2 | PJM | 229 | 69 | 238
210717 | HAPA TP2 | PJM | 229 | 69 | 238
210718 | HAPA TP1 | PJM | 229 | 69 | 238
210726 | HERC | PJM | 229 | 69 | 238
210733 | HORE TP2 | PJM | 229 | 69 | 238
210734 | HORE | PJM | 229 | 69 | 238
210735 | HORE TP1 | PJM | 229 | 69 | 238
210755 | KECE1TP1 | PJM | 229 | 69 | 238
210756 | KECE1TP2 | PJM | 229 | 69 | 238
210757 | KECE2TP1 | PJM | 229 | 69 | 238
210758 | KECE2TP2 | PJM | 229 | 69 | 238
210759 | KECE 2-1 | PJM | 229 | 69 | 238
210760 | KECE 2-2 | PJM | 229 | 69 | 238
210761 | KECE 1-1 | PJM | 229 | 69 | 238
210762 | KECE 1-2 | PJM | 229 | 69 | 238
210781 | LACK TP1 | PJM | 229 | 69 | 234
210782 | LACK TP2 | PJM | 229 | 69 | 234
210791 | ELHE TP2 | PJM | 229 | 69 | 238
210792 | ELHE TP1 | PJM | 229 | 69 | 238
210803 | LANS TP2 | PJM | 229 | 69 | 238
210804 | LANS TP1 | PJM | 229 | 69 | 238
210821 | LICA | PJM | 229 | 69 | 238
210836 | LOST TP1 | PJM | 229 | 69 | 238
210837 | LOST TP2 | PJM | 229 | 69 | 238
210863 | AIPR RF TP | PJM | 229 | 69 | 238
210864 | AIPR RF | PJM | 229 | 69 | 238
210865 | MAMA | PJM | 229 | 69 | 238
210866 | MAMA TP1 | PJM | 229 | 69 | 238
210867 | MAMA TP2 | PJM | 229 | 69 | 238
210872 | MACU TPW | PJM | 229 | 69 | 238
210873 | MACU TP2 | PJM | 229 | 69 | 238
210881 | MAPU | PJM | 229 | 69 | 238
210911 | MICK TP1 | PJM | 229 | 69 | 238
210914 | MICK TP2 | PJM | 229 | 69 | 238
210924 | MILF TP | PJM | 229 | 69 | 238
210926 | MILF NO | PJM | 229 | 69 | 238
210957 | MOPK 1 | PJM | 229 | 69 | 238
210958 | MOPK 2 | PJM | 229 | 69 | 238
210964 | NAZA TIE2 | PJM | 229 | 69 | 238
210965 | NAZA TIE1 | PJM | 229 | 69 | 238
210982 | NCOO TP2 | PJM | 229 | 69 | 234
210983 | NCOO TP1 | PJM | 229 | 69 | 234
210996 | NHAM TP1 | PJM | 229 | 138 | 238
210997 | NHAM TP2 | PJM | 229 | 138 | 238
211049 | POFA TP1 | PJM | 229 | 69 | 234
211050 | POFA TP2 | PJM | 229 | 69 | 234
211055 | PNWG TP1 | PJM | 229 | 69 | 238
211056 | PNWG TP2 | PJM | 229 | 69 | 238
211061 | PSPA TP1 | PJM | 229 | 69 | 239
211062 | PSPA TP2 | PJM | 229 | 69 | 239
211063 | PSPA | PJM | 229 | 69 | 239
211092 | RIRO TP1 | PJM | 229 | 69 | 238
211094 | RIRO TP2 | PJM | 229 | 69 | 238
211121 | SANO TP1 | PJM | 229 | 69 | 234
211122 | SANO TP2 | PJM | 229 | 69 | 234
211130 | SCHNTAP1 | PJM | 229 | 138 | 238
211131 | SCHNTAP2 | PJM | 229 | 138 | 238
211135 | VICT TP | PJM | 229 | 69 | 238
211150 | SELL TP2 | PJM | 229 | 69 | 238
211151 | SELL TP1 | PJM | 229 | 69 | 238
211167 | SALL TP | PJM | 229 | 69 | 238
211168 | SALL TPH | PJM | 229 | 69 | 238
211212 | SPST | PJM | 229 | 69 | 238
211221 | SAAD TP1 | PJM | 229 | 69 | 238
211222 | SAAD TP2 | PJM | 229 | 69 | 238
211261 | TOBY TP2 | PJM | 229 | 69 | 234
211268 | TREI TP1 | PJM | 229 | 69 | 238
211272 | TREI TP2 | PJM | 229 | 69 | 238
211273 | TREI DC | PJM | 229 | 69 | 238
211283 | TYPI | PJM | 229 | 69 | 238
211284 | TYPI TP | PJM | 229 | 69 | 238
211299 | UPHA TP1 | PJM | 229 | 69 | 238
211307 | VICT | PJM | 229 | 69 | 238
211340 | W605 | PJM | 229 | 69 | 234
211341 | W605 TP | PJM | 229 | 69 | 234
211342 | W605 DC | PJM | 229 | 69 | 234
211352 | AEP TP | PJM | 229 | 69 | 239
211360 | ARRO TP | PJM | 229 | 69 | 239
211370 | AVOC TP1 | PJM | 229 | 69 | 234
211373 | AVOC TP2 | PJM | 229 | 69 | 234
211375 | BEAC | PJM | 229 | 69 | 239
211387 | BELL TP2 | PJM | 229 | 69 | 234
211388 | BELL TP1 | PJM | 229 | 69 | 234
211398 | BLYT 1 | PJM | 229 | 69 | 239
211406 | BOHE TP | PJM | 229 | 69 | 234
211417 | BROW | PJM | 229 | 69 | 234
211421 | CAND TP2 | PJM | 229 | 69 | 239
211423 | CAND TP1 | PJM | 229 | 69 | 239
211434 | AD1-143 TAP | PJM | 229 | 69 | 239
211440 | EXCH TP | PJM | 229 | 69 | 239
211480 | EMOU TP1 | PJM | 229 | 69 | 239
211483 | EMOU TP2 | PJM | 229 | 69 | 239
211493 | EDEL TP1 | PJM | 229 | 69 | 234
211496 | EDEL TP2 | PJM | 229 | 69 | 234
211498 | ELMO TP | PJM | 229 | 69 | 234
211504 | EXET TP | PJM | 229 | 69 | 239
211541 | GEOR TP2 | PJM | 229 | 69 | 239
211542 | GEOR TP1 | PJM | 229 | 69 | 239
211556 | GRWO TP | PJM | 229 | 69 | 239
211573 | HASE TP1 | PJM | 229 | 69 | 239
211574 | HASE TP2 | PJM | 229 | 69 | 239
211579 | HRTE | PJM | 229 | 69 | 239
211600 | TWLA TP | PJM | 229 | 69 | 234
211606 | HECH | PJM | 229 | 69 | 239
211627 | HGTN TP | PJM | 229 | 69 | 239
211631 | HUMB TP1 | PJM | 229 | 69 | 239
211632 | HUMB TP2 | PJM | 229 | 69 | 239
211646 | JEHI | PJM | 229 | 69 | 239
211669 | KEAV TP1 | PJM | 229 | 69 | 234
211670 | KEAV TP2 | PJM | 229 | 69 | 234
211694 | HAWL TP2 | PJM | 229 | 69 | 234
211695 | LAKE TP2 | PJM | 229 | 69 | 234
211696 | LEHI | PJM | 229 | 69 | 239
211697 | LEHI TP | PJM | 229 | 69 | 239
211707 | MCCI TP2 | PJM | 229 | 69 | 239
211708 | MCCI TP1 | PJM | 229 | 69 | 239
211720 | MINO TP1 | PJM | 229 | 69 | 234
211721 | MINO TP2 | PJM | 229 | 69 | 234
211728 | MTGE 1 | PJM | 229 | 69 | 234
211740 | MOSC TP | PJM | 229 | 69 | 234
211752 | AVOC TIE 1 | PJM | 229 | 69 | 234
211757 | OWIL TP2 | PJM | 229 | 69 | 239
211758 | OWIL TP1 | PJM | 229 | 69 | 239
211765 | PARR TP | PJM | 229 | 69 | 239
211772 | LACKPAUP TI | PJM | 229 | 69 | 234
211775 | AA2-017POI1 | PJM | 229 | 69 | 239
211776 | AA2-017POI2 | PJM | 229 | 69 | 239
211778 | PEI TP | PJM | 229 | 69 | 234
211793 | POEX | PJM | 229 | 69 | 239
211797 | POTATPSW | PJM | 229 | 69 | 239
211798 | POTA | PJM | 229 | 69 | 234
211799 | POTATPEX | PJM | 229 | 69 | 239
211812 | REYN | PJM | 229 | 69 | 239
211825 | SAJO TP1 | PJM | 229 | 69 | 239
211826 | SAJO TP2 | PJM | 229 | 69 | 239
211832 | SCGL TP1 | PJM | 229 | 69 | 234
211845 | SPRE TP1 | PJM | 229 | 69 | 234
211848 | SPRE TP2 | PJM | 229 | 69 | 234
211863 | SUBU TP1 | PJM | 229 | 69 | 234
211864 | SUBU TP2 | PJM | 229 | 69 | 234
211868 | SUMT TP1 | PJM | 229 | 69 | 234
211869 | SUMT TP2 | PJM | 229 | 69 | 234
211878 | SWOYPLLU | PJM | 229 | 69 | 239
211880 | TAFT DC | PJM | 229 | 69 | 234
211883 | TAFT TP2 | PJM | 229 | 69 | 234
211884 | TAFT TP1 | PJM | 229 | 69 | 234
211898 | THRO TP2 | PJM | 229 | 69 | 234
211905 | TINK TP | PJM | 229 | 69 | 234
211910 | TUSC TP | PJM | 229 | 69 | 239
211911 | TOBY TP1 | PJM | 229 | 69 | 234
211921 | VALM TP | PJM | 229 | 69 | 239
211927 | VARD TP | PJM | 229 | 69 | 234
211934 | WLPK TP1 | PJM | 229 | 69 | 234
211941 | WEAT TP1 | PJM | 229 | 69 | 239
211942 | WHHA TP1 | PJM | 229 | 69 | 239
211944 | WEAT | PJM | 229 | 69 | 239
211945 | WEAT TP2 | PJM | 229 | 69 | 239
211961 | WHHA TP2 | PJM | 229 | 69 | 239
211977 | WRIG TP1 | PJM | 229 | 69 | 239
211978 | WRIG TP2 | PJM | 229 | 69 | 239
212021 | ALUM TP1 | PJM | 229 | 69 | 239
212026 | CGRA | PJM | 229 | 69 | 236
212029 | ATRE | PJM | 229 | 69 | 236
212030 | ATRE TP | PJM | 229 | 69 | 236
212046 | BEAV TP | PJM | 229 | 69 | 236
212048 | BEWE TP | PJM | 229 | 69 | 236
212049 | BEWE | PJM | 229 | 69 | 236
212055 | BEFO | PJM | 229 | 69 | 236
212084 | CHER TP1 | PJM | 229 | 69 | 236
212085 | CHER TP2 | PJM | 229 | 69 | 236
212086 | CLEV TI | PJM | 229 | 69 | 239
212097 | COLA TP | PJM | 229 | 69 | 239
212099 | COLA IPP | PJM | 229 | 13.8 | 233
212104 | AUBU TP1 | PJM | 229 | 69 | 239
212113 | DERR TP | PJM | 229 | 69 | 236
212114 | PIGR TP | PJM | 229 | 69 | 239
212128 | EXTR | PJM | 229 | 69 | 239
212131 | FFLD TP | PJM | 229 | 69 | 236
212132 | FFLD | PJM | 229 | 69 | 236
212152 | FLEM TP | PJM | 229 | 69 | 236
212156 | FOWH TP | PJM | 229 | 69 | 239
212170 | GLBT TP | PJM | 229 | 69 | 239
212177 | GUMI TP | PJM | 229 | 69 | 239
212182 | HAMI TP | PJM | 229 | 69 | 236
212186 | FAIR TP2 | PJM | 229 | 69 | 239
212193 | HEGI TP | PJM | 229 | 69 | 239
212205 | HOAP TP1 | PJM | 229 | 69 | 239
212206 | HOAP TP2 | PJM | 229 | 69 | 239
212209 | HUGH TP | PJM | 229 | 69 | 236
212211 | HOAP 1 | PJM | 229 | 69 | 239
212215 | FAIR TP1 | PJM | 229 | 69 | 239
212224 | JEST TP | PJM | 229 | 69 | 236
212225 | JEST | PJM | 229 | 69 | 236
212233 | CLINKET1 | PJM | 229 | 69 | 236
212234 | KENM TP1 | PJM | 229 | 69 | 236
212235 | AUGU 2 | PJM | 229 | 69 | 236
212237 | KENM TI | PJM | 229 | 69 | 236
212240 | KEAN | PJM | 229 | 69 | 239
212246 | KOONS TIE | PJM | 229 | 69 | 236
212251 | LAUR TP | PJM | 229 | 69 | 236
212293 | MIDD TI | PJM | 229 | 69 | 236
212297 | MFBG TP | PJM | 229 | 69 | 236
212298 | MFBG | PJM | 229 | 69 | 236
212300 | MICR | PJM | 229 | 69 | 236
212301 | MICR TP | PJM | 229 | 69 | 236
212302 | 4100 COLU | PJM | 229 | 69 | 236
212303 | MVIL TP | PJM | 229 | 69 | 236
212313 | MOCA TP1 | PJM | 229 | 69 | 239
212314 | MOCA TP2 | PJM | 229 | 69 | 239
212317 | MOPU | PJM | 229 | 69 | 236
212319 | MOWR TI2 | PJM | 229 | 69 | 239
212327 | MOWR TI1 | PJM | 229 | 69 | 239
212330 | MUNCTIL2 | PJM | 229 | 69 | 236
212351 | PLASTPL1 | PJM | 229 | 69 | 236
212352 | PLASLYTI | PJM | 229 | 69 | 236
212353 | PLAS TP | PJM | 229 | 69 | 236
212364 | WTWN NO | PJM | 229 | 69 | 239
212367 | PRIM | PJM | 229 | 69 | 239
212368 | PRIM TP | PJM | 229 | 69 | 239
212371 | PROD TP 2 | PJM | 229 | 69 | 236
212372 | PROD | PJM | 229 | 69 | 236
212374 | REAN | PJM | 229 | 69 | 239
212375 | PROD TP1 | PJM | 229 | 69 | 236
212382 | CHAP | PJM | 229 | 12.47 | 236
212383 | AEC | PJM | 229 | 12.47 | 236
212384 | SALE TP 1 | PJM | 229 | 69 | 236
212385 | SALE TP 2 | PJM | 229 | 69 | 236
212392 | LOR2 TP | PJM | 229 | 69 | 239 |  |  |  | 40.8289 | -76.2421
212397 | SAEG | PJM | 229 | 230 | 232 |  |  |  | 41.1924 | -76.8256
212405 | SCEN TP2 | PJM | 229 | 69 | 239
212407 | ORWI TP2 | PJM | 229 | 69 | 239
212410 | ORWI TP1 | PJM | 229 | 69 | 239
212411 | SCHA TP1 | PJM | 229 | 69 | 239
212412 | SCHA TP2 | PJM | 229 | 69 | 239
212413 | ALUM TP2 | PJM | 229 | 69 | 239
212423 | SELITPLH | PJM | 229 | 69 | 236
212459 | USGY | PJM | 229 | 69 | 236
212469 | WBER TP 2 | PJM | 229 | 69 | 236
212480 | BOMI | PJM | 229 | 69 | 236
212484 | WHFR TP | PJM | 229 | 69 | 239
212491 | WBER TP1 | PJM | 229 | 69 | 236
212496 | WOOL TP | PJM | 229 | 69 | 236
212885 | HOAP 2 | PJM | 229 | 69 | 239
213411 | ARDMORE | PJM | 230 | 35 | 248
213496 | CHIREACT_53 | PJM | 230 | 230 | 241
213497 | CHSTR7-9 | PJM | 230 | 13.8 | 244
213502 | CLAY TAP | PJM | 230 | 230 | 241
213504 | CLIFTON | PJM | 230 | 35 | 248
213507 | COLWYN | PJM | 230 | 35 | 248
213555 | DELAREAC | PJM | 230 | 69 | 242
213560 | DLW11-12 | PJM | 230 | 13.8 | 244
213561 | DLWR9-10 | PJM | 230 | 13.8 | 244
213568 | EDDINGTP | PJM | 230 | 230 | 241
213571 | EDDYREAC_45 | PJM | 230 | 138 | 241
213572 | EDDYREAC_42 | PJM | 230 | 138 | 241
213591 | ELKINSPK | PJM | 230 | 35 | 248
213684 | KEYSTONE | PJM | 230 | 35 | 248
213751 | LKNSCNSH | PJM | 230 | 138 | 246
213753 | LKNSCTV2 | PJM | 230 | 138 | 246
213789 | MASTREAC | PJM | 230 | 69 | 242
213840 | NEWTNTAP | PJM | 230 | 69 | 242
213849 | OAKMONT | PJM | 230 | 35 | 248
213916 | RECL59 | PJM | 230 | 35 | 248
213924 | RICHMRE56 | PJM | 230 | 230 | 241
213925 | RIDLEY | PJM | 230 | 230 | 241
213952 | SOUTHMPT | PJM | 230 | 35 | 248
214013 | WANEETAT | PJM | 230 | 69 | 242
214034 | WAYNJC42TAP | PJM | 230 | 230 | 241
214061 | WSTMLNDC | PJM | 230 | 69 | 242
214063 | WSTMLNDR | PJM | 230 | 69 | 242
214065 | WYNCOTE | PJM | 230 | 35 | 248
214066 | WYNNWOOD | PJM | 230 | 35 | 248
214206 | RICHRE29 | PJM | 230 | 230 | 241
214220 | CHIREACT_39 | PJM | 230 | 230 | 241
214221 | CHIREACT_43 | PJM | 230 | 230 | 241
214225 | WANREAC_03 | PJM | 230 | 138 | 241
216000 | 115_REACTOR | PJM | 230 | 35 | 248
216001 | 156_REACTOR | PJM | 230 | 35 | 248
216002 | 1700_REACTOR | PJM | 230 | 35 | 248
216003 | 5300_REACTOR | PJM | 230 | 35 | 248
216004 | 9700_REACTOR | PJM | 230 | 35 | 248
216006 | 177_DUMMY | PJM | 230 | 35 | 248
216007 | 178_DUMMY | PJM | 230 | 35 | 248
216009 | 7100_DUMMY | PJM | 230 | 35 | 248
216010 | 7700_DUMMY | PJM | 230 | 35 | 248
216011 | 8000_DUMMY | PJM | 230 | 35 | 248
216012 | 8700_DUMMY | PJM | 230 | 35 | 248
216014 | 9200_DUMMY | PJM | 230 | 35 | 248
216027 | 164_HT1 | PJM | 230 | 35 | 248
216028 | 164_S1 | PJM | 230 | 35 | 248
216029 | 3329_HT1 | PJM | 230 | 35 | 248
216030 | 3329_HT2 | PJM | 230 | 35 | 248
216031 | 3329_HT3_TOM | PJM | 230 | 35 | 248
216032 | 3329_HT4 | PJM | 230 | 35 | 248
216033 | 3329_S1 | PJM | 230 | 35 | 248
216034 | 3329_S2_SPRL | PJM | 230 | 35 | 248
216035 | 3329_HT5_349 | PJM | 230 | 35 | 248
216036 | 3329_HT6 | PJM | 230 | 35 | 248
216037 | 3329_MEDIA | PJM | 230 | 35 | 248
216038 | 3329_HT7 | PJM | 230 | 35 | 248
216039 | 3336_S2 | PJM | 230 | 35 | 248
216040 | 3336_MEDIA | PJM | 230 | 35 | 248
216041 | 3336_S1 | PJM | 230 | 35 | 248
216042 | 3336_HT1 | PJM | 230 | 35 | 248
216043 | 3340_BETHEL | PJM | 230 | 35 | 248
216044 | 3340_HT1-7 | PJM | 230 | 35 | 248
216045 | 3340_HT8-9 | PJM | 230 | 35 | 248
216047 | 3340_KNWLTON | PJM | 230 | 35 | 248
216048 | 3341_BETHEL | PJM | 230 | 35 | 248
216049 | 3341_HT1 | PJM | 230 | 35 | 248
216050 | 3341_HT2-5 | PJM | 230 | 35 | 248
216051 | 3341_HT6 | PJM | 230 | 35 | 248
216052 | 3341_HT7 | PJM | 230 | 35 | 248
216053 | 3341_HT8 | PJM | 230 | 35 | 248
216054 | 3341_HT9 | PJM | 230 | 35 | 248
216055 | 3342_CHESTER | PJM | 230 | 35 | 248
216056 | 3342_JUNCTN | PJM | 230 | 35 | 248
216057 | 3342_HT1 | PJM | 230 | 35 | 248
216058 | 3342_CRUMLYN | PJM | 230 | 35 | 248
216059 | 3344_S2 | PJM | 230 | 35 | 248
216060 | 3344_EDGMONT | PJM | 230 | 35 | 248
216061 | 3344_R1 | PJM | 230 | 35 | 248
216062 | 3344_KNWLTON | PJM | 230 | 35 | 248
216063 | 3344_S1 | PJM | 230 | 35 | 248
216064 | 3344_HARVEY | PJM | 230 | 35 | 248
216066 | 125_HT1_GARR | PJM | 230 | 35 | 248
216067 | 3326_SEC_SPR | PJM | 230 | 35 | 248
216068 | 3326_HT1 | PJM | 230 | 35 | 248
216069 | 3327_HT1 | PJM | 230 | 35 | 248
216071 | 3331_HT1 | PJM | 230 | 35 | 248
216073 | 3334_HT1 | PJM | 230 | 35 | 248
216074 | 3334_HT2 | PJM | 230 | 35 | 248
216075 | 3334_GARRETT | PJM | 230 | 35 | 248
216076 | 3335_YEADON | PJM | 230 | 35 | 248
216077 | 8500_HT1 | PJM | 230 | 35 | 248
216078 | 500_HT1 | PJM | 230 | 35 | 248
216079 | 7900_BROOMAL | PJM | 230 | 35 | 248
216080 | 7900_S1 | PJM | 230 | 35 | 248
216081 | 115_HT1 | PJM | 230 | 35 | 248
216082 | 115_HENDERSN | PJM | 230 | 35 | 248
216083 | 115_HT2 | PJM | 230 | 35 | 248
216084 | 115_KING | PJM | 230 | 35 | 248
216085 | 115_HT3 | PJM | 230 | 35 | 248
216086 | 156_BELMONT | PJM | 230 | 35 | 248
216087 | 156_HT1 | PJM | 230 | 35 | 248
216088 | 156_HT2-4 | PJM | 230 | 35 | 248
216089 | 1700_H_HT1-2 | PJM | 230 | 35 | 248
216090 | 1700_HT3 | PJM | 230 | 35 | 248
216091 | 1700_HT4 | PJM | 230 | 35 | 248
216092 | 1700_HT5 | PJM | 230 | 35 | 248
216093 | 1700_KING | PJM | 230 | 35 | 248
216094 | 8400_HT1 | PJM | 230 | 35 | 248
216095 | 8400_HT2-3 | PJM | 230 | 35 | 248
216096 | 8400_HT4_SWE | PJM | 230 | 35 | 248
216097 | 8400_S1 | PJM | 230 | 35 | 248
216098 | 8400_HT5 | PJM | 230 | 35 | 248
216099 | 8400_MATSON | PJM | 230 | 35 | 248
216100 | 8400_R1_HT6 | PJM | 230 | 35 | 248
216101 | 9900_HT1 | PJM | 230 | 35 | 248
216102 | 9900_99S1 | PJM | 230 | 35 | 248
216103 | 9900_HT5 | PJM | 230 | 35 | 248
216104 | 9900_99S2 | PJM | 230 | 35 | 248
216105 | 9900_HT2 | PJM | 230 | 35 | 248
216106 | 9900_99R3 | PJM | 230 | 35 | 248
216113 | 1400_BRIDGPT | PJM | 230 | 35 | 248
216114 | 1400_HT1 | PJM | 230 | 35 | 248
216115 | 1400_HT2 | PJM | 230 | 35 | 248
216116 | 1400_HT3 | PJM | 230 | 35 | 248
216117 | 1400_14R1 | PJM | 230 | 35 | 248
216118 | 5300_BRIDGPT | PJM | 230 | 35 | 248
216119 | 5300_HT1 | PJM | 230 | 35 | 248
216120 | 5300_G_HT2-3 | PJM | 230 | 35 | 248
216121 | 5300_HT4 | PJM | 230 | 35 | 248
216122 | 8300_HT1 | PJM | 230 | 35 | 248
216123 | 8300_GWN_RM1 | PJM | 230 | 35 | 248
216124 | 9600_HT1_R1 | PJM | 230 | 35 | 248
216125 | 9600_HT2 | PJM | 230 | 35 | 248
216126 | 9600_HT3 | PJM | 230 | 35 | 248
216127 | 9600_HT4 | PJM | 230 | 35 | 248
216128 | 9700_AIRY | PJM | 230 | 35 | 248
216129 | 3900_HT1 | PJM | 230 | 35 | 248
216130 | 4300_CARMEL | PJM | 230 | 35 | 248
216131 | 4300_HT1 | PJM | 230 | 35 | 248
216133 | 4400_HT2 | PJM | 230 | 35 | 248
216134 | 9000_JUNCTN | PJM | 230 | 35 | 248
216135 | 9000_HT1 | PJM | 230 | 35 | 248
216136 | 9000_HT2 | PJM | 230 | 35 | 248
216137 | 108_HT1-8_GR | PJM | 230 | 35 | 248
216138 | 108_HT9-11 | PJM | 230 | 35 | 248
216139 | 108_HT12 | PJM | 230 | 35 | 248
216140 | 109_SILS_TRV | PJM | 230 | 35 | 248
216141 | 109_R1 | PJM | 230 | 35 | 248
216142 | 109_HT1-2 | PJM | 230 | 35 | 248
216143 | 109_GRAVEL | PJM | 230 | 35 | 248
216144 | 109_CHURCH | PJM | 230 | 35 | 248
216145 | 2600_HT1_BTH | PJM | 230 | 35 | 248
216146 | 3100_HT1 | PJM | 230 | 35 | 248
216147 | 3100_HT2 | PJM | 230 | 35 | 248
216148 | 5900_BTHS_S3 | PJM | 230 | 35 | 248
216149 | 5900_JUNCTN | PJM | 230 | 35 | 248
216150 | 5900_DAVISVL | PJM | 230 | 35 | 248
216151 | 5900_59R2 | PJM | 230 | 35 | 248
216152 | 5900_59S1 | PJM | 230 | 35 | 248
216153 | 6000_HT1-5 | PJM | 230 | 35 | 248
216154 | 6000_HT6 | PJM | 230 | 35 | 248
216155 | 6000_HT7 | PJM | 230 | 35 | 248
216156 | 6000_LANGHRN | PJM | 230 | 35 | 248
216157 | 6000_DURHAM | PJM | 230 | 35 | 248
216158 | 6000_EMILIE | PJM | 230 | 35 | 248
216159 | 4400_CARMEL | PJM | 230 | 35 | 248
216168 | 3336_REACTOR | PJM | 230 | 35 | 248
216169 | 3340_REACTOR | PJM | 230 | 35 | 248
216170 | 3341_REACTOR | PJM | 230 | 35 | 248
216171 | 164_REACTOR | PJM | 230 | 35 | 248
216172 | 1700_JUNCTN | PJM | 230 | 35 | 248
216916 | 49THST_R | PJM | 231 | 230 | 250 |  |  |  | 40.7848 | -74.0328
217121 | ECCF | PJM | 231 | 26.4 | 250
217126 | WORANG_26 | PJM | 231 | 26.4 | 250
217169 | METRODIV C | PJM | 231 | 13.2 | 250
217201 | HACKENSOLA C | PJM | 231 | 26.4 | 250
217202 | FBANKSOLAR C | PJM | 231 | 13.2 | 250
217204 | WCALDSOLAR C | PJM | 231 | 13.2 | 250
217208 | PARK ELE C | PJM | 231 | 13.2 | 250
217306 | KULLERRD_T | PJM | 231 | 138 | 250
217822 | SYCAMORE_69 | PJM | 231 | 69 | 250
217892 | ERUTH26 _CAP | PJM | 231 | 26.4 | 250
217893 | FRLAWN_A_CAP | PJM | 231 | 26.4 | 250
217895 | ATHENIA_CAP | PJM | 231 | 26.4 | 250
217897 | WORNG_RX_CAP | PJM | 231 | 26.4 | 250
217901 | ALDEN_AB_CAP | PJM | 231 | 26.4 | 251
217903 | SEWRN_IM_CAP | PJM | 231 | 26.4 | 251
217904 | MTCHN_AB_CAP | PJM | 231 | 26.4 | 251
217905 | MTCHN_IM_CAP | PJM | 231 | 26.4 | 251
217906 | BRGWTR_A_CAP | PJM | 231 | 26.4 | 251
217907 | BRNSWK_A_CAP | PJM | 231 | 26.4 | 251
217908 | TRNTN_OU_CAP | PJM | 231 | 26.4 | 252
217909 | TRNTN_AB_CAP | PJM | 231 | 26.4 | 252
217910 | LWRNCE_A_CAP | PJM | 231 | 26.4 | 252
217911 | GLCHSTR_CAP | PJM | 231 | 26.4 | 252
217912 | CAMDN_AB_CAP | PJM | 231 | 26.4 | 252
218301 | MIDDLESEX_I | PJM | 231 | 230 | 251 |  |  |  | 40.5609 | -74.4619
218438 | BLK ROCK C | PJM | 231 | 13.2 | 252
218440 | SUMMTASSOC C | PJM | 231 | 13.2 | 251
218579 | QTS_69 | PJM | 231 | 69 | 251
219010 | BMS HPWL | PJM | 231 | 69 | 251
219014 | BMS LAWR | PJM | 231 | 69 | 251
219015 | TRANSCO | PJM | 231 | 69 | 251
219017 | J&J | PJM | 231 | 69 | 251
219018 | GIBRALTAR | PJM | 231 | 69 | 251
219022 | SENTINEL | PJM | 231 | 69 | 251
219025 | BARCLAY-PWAY | PJM | 231 | 69 | 251
219026 | RUTGERS | PJM | 231 | 69 | 251
219075 | TOSCO_AB_CAP | PJM | 231 | 26.4 | 251
219076 | DRT | PJM | 231 | 69 | 251
219123 | BCRR_COGEN | PJM | 231 | 13.2 | 252
219160 | RIDGE RD | PJM | 231 | 69 | 252
219161 | TRENTN_26 | PJM | 231 | 26.4 | 252
219228 | WARD_PX | PJM | 231 | 230 | 252 |  |  |  | 40.152 | -74.6616
219234 | HOLTEC | PJM | 231 | 69 | 252
219236 | SOUTHERNHQ C | PJM | 231 | 13.2 | 252
219238 | BELLEMEADTAP | PJM | 231 | 69 | 251
219240 | MANTUACREK E | PJM | 231 | 26.4 | 252
219258 | KINSLEYDEP C | PJM | 231 | 13.2 | 252
219276 | PARKLANDSO C | PJM | 231 | 26.4 | 252
219291 | REEVESSOUT C | PJM | 231 | 13.2 | 252
219304 | NAMERICA C | PJM | 231 | 26.4 | 252
219348 | LDSOLAR C | PJM | 231 | 26.4 | 252
219410 | CAMDEN IRON | PJM | 231 | 69 | 252
219615 | MILLCREEK C | PJM | 231 | 13.2 | 252
219620 | RIDERU C | PJM | 231 | 13.2 | 252
219623 | KINSLEYBEA C | PJM | 231 | 13.2 | 252
219680 | HOPEWELLV C1 | PJM | 231 | 13.2 | 251
219686 | LUMSOLAR_N C | PJM | 231 | 13.2 | 252
219688 | LUMSOLAR_S C | PJM | 231 | 13.2 | 252
219726 | BAT.STORG E | PJM | 231 | 13.2 | 252
219900 | DOW JONES | PJM | 231 | 69 | 252
219903 | AB2-057 C | PJM | 231 | 26.4 | 251
219904 | AC1-010 C | PJM | 231 | 26.4 | 252
219905 | AC1-016 C | PJM | 231 | 26.4 | 252
219906 | AC1-017 C | PJM | 231 | 13.2 | 252
219907 | AC1-030 C | PJM | 231 | 13.2 | 252
219908 | AB1-139 C | PJM | 231 | 26.4 | 251
219910 | AD1-054 E | PJM | 231 | 13.2 | 250
219912 | AD2-042 GEN | PJM | 231 | 26.4 | 252
219916 | AD2-025 E | PJM | 231 | 13.2 | 251
219917 | COOPERSOLAR | PJM | 231 | 13.2 | 252
219918 | PDPW_SOLAR | PJM | 231 | 13.2 | 251
219919 | AE1-041 FULL | PJM | 231 | 26.4 | 251
219920 | AE1-041 EBAT | PJM | 231 | 26.4 | 251
220945 | NWEST2CP | PJM | 232 | 230 | 260
220947 | NWEST3CP | PJM | 232 | 230 | 260
220987 | HWKPT 45 | PJM | 232 | 230 | 260
220988 | SOLPT 45 | PJM | 232 | 230 | 260
220989 | HWKPT 44 | PJM | 232 | 230 | 260
220992 | WC230CAP | PJM | 232 | 230 | 260
221020 | DORSY T1 | PJM | 232 | 115 | 259
221021 | DORSY T2 | PJM | 232 | 115 | 259
221035 | SHIP520T | PJM | 232 | 115 | 259
221045 | CRNHNEW2 | PJM | 232 | 115 | 259
221046 | C.PIPE H | PJM | 232 | 115 | 259
221051 | CHESTN8A | PJM | 232 | 115 | 260
221054 | CHESTN7A | PJM | 232 | 115 | 260
221057 | DOLFD T0 | PJM | 232 | 115 | 260
221058 | DOLFD T1 | PJM | 232 | 115 | 260
221067 | C.PIPE M | PJM | 232 | 115 | 259
221072 | GWYNN B9 | PJM | 232 | 115 | 260
221075 | GWYNN B8 | PJM | 232 | 115 | 260
221082 | SUMMER17 | PJM | 232 | 115 | 259
221083 | SUMMER18 | PJM | 232 | 115 | 259
221099 | C.PIPE J | PJM | 232 | 115 | 259
221122 | WC115CAP | PJM | 232 | 115 | 260
221154 | WC115CP2 | PJM | 232 | 115 | 259
221179 | HOLLOF7T | PJM | 232 | 115 | 260
221180 | HOLLOF8T | PJM | 232 | 115 | 260
221195 | CRNH.WAY | PJM | 232 | 115 | 259
221208 | DEER.P71 | PJM | 232 | 115 | 259
221226 | BESTG.RD | PJM | 232 | 115 | 259
221228 | C.PK43TP | PJM | 232 | 115 | 259
221287 | NEWGT871 | PJM | 232 | 34.5 | 259
221288 | NEWGT872 | PJM | 232 | 34.5 | 259
221458 | SHIPYD73 | PJM | 232 | 34.5 | 259
221459 | SHIPYD74 | PJM | 232 | 34.5 | 259
221855 | CONSTITUTION | PJM | 232 | 115 | 260
221858 | RUSSETEAST38 | PJM | 232 | 230 | 260
221859 | RUSSETEAST16 | PJM | 232 | 230 | 260
221899 | RIV503 TP | PJM | 232 | 115 | 260
221900 | RIV504 TP | PJM | 232 | 115 | 260
223205 | Y2-100 | PJM | 232 | 34.5 | 259
223951 | MZION022 | PJM | 233 | 230 | 268
223952 | MZION023 | PJM | 233 | 230 | 268
223953 | MZION025 | PJM | 233 | 230 | 268
223954 | MZION024 | PJM | 233 | 230 | 268
223975 | BLU23108 | PJM | 233 | 230 | 268
223976 | BLU23109 | PJM | 233 | 230 | 268
223977 | BOWIE042 | PJM | 233 | 230 | 268
223978 | BOWIE045 | PJM | 233 | 230 | 268
223982 | OAKGV230 | PJM | 233 | 230 | 268
223986 | SMRYCE72 | PJM | 233 | 230 | 268
223987 | SMRYCE74 | PJM | 233 | 230 | 268
223990 | TALB 068 | PJM | 233 | 230 | 268
223991 | TALBT082 | PJM | 233 | 230 | 268
224000 | BLU23106 | PJM | 233 | 230 | 268
224001 | BLU23107 | PJM | 233 | 230 | 268
224060 | OAKGV054 | PJM | 233 | 230 | 268
224061 | OAKGV053 | PJM | 233 | 230 | 268
224124 | TALB 087 | PJM | 233 | 230 | 268
224125 | TALB 066 | PJM | 233 | 230 | 268
224524 | PALM025A | PJM | 233 | 69 | 274
224529 | PALM032A | PJM | 233 | 69 | 274
224550 | PALM025B | PJM | 233 | 69 | 274
224600 | AQUASCO 2350 | PJM | 233 | 230 | 268
224601 | AQUASCO 2355 | PJM | 233 | 230 | 268
224712 | PALM131 | PJM | 233 | 69 | 274
224713 | PALM132 | PJM | 233 | 69 | 274
226705 | KELSV3_17_68 | PJM | 233 | 230 | 268
226706 | KELSV3_17_66 | PJM | 233 | 230 | 268
226707 | KELSV3_17_86 | PJM | 233 | 230 | 268
226708 | KELSV3_17_84 | PJM | 233 | 230 | 268
226890 | S-001 | PJM | 233 | 69 | 268
226891 | S-002 | PJM | 233 | 230 | 268
226896 | D-009 | PJM | 233 | 13.8 | 269
226897 | H-020 | PJM | 233 | 230 | 268
226910 | AB2-157 C | PJM | 233 | 69 | 268
226919 | AE1-012 C | PJM | 233 | 115 | 270
226920 | AE1-012 E | PJM | 233 | 115 | 270
226921 | AE1-013 C | PJM | 233 | 69 | 268
226922 | AE1-013 E | PJM | 233 | 69 | 268
226923 | AE1-015 C | PJM | 233 | 69 | 268
226924 | AE1-015 E | PJM | 233 | 69 | 268
227022 | CHALSM69 | PJM | 238 | 69 | 272
227027 | BRCHLSM | PJM | 238 | 69 | 272
227031 | AQUASCO69 | PJM | 238 | 69 | 272
227033 | BAREFOOT | PJM | 238 | 69 | 272
227037 | BRYANTOWN | PJM | 238 | 69 | 272
227047 | GOLDBEACH SW | PJM | 238 | 69 | 272
227054 | INDBRIDGE | PJM | 238 | 69 | 272
227062 | LOVEVILLE | PJM | 238 | 69 | 272
227066 | MATTA TAP | PJM | 238 | 69 | 272
227078 | PAX RVR SW | PJM | 238 | 69 | 272
227079 | PAX SO GATE | PJM | 238 | 69 | 272
227083 | PR FRED TAP | PJM | 238 | 69 | 272
227088 | PRNAS4 TAP | PJM | 238 | 69 | 272
227097 | SM MARSH TAP | PJM | 238 | 69 | 272
227098 | SM RIPLEY SW | PJM | 238 | 69 | 272
227100 | ST LEON TAP | PJM | 238 | 69 | 272
227108 | WALDORF TAP | PJM | 238 | 69 | 272
227109 | WEBSTER TAP | PJM | 238 | 69 | 272
227280 | AC2-120 C | PJM | 238 | 69 | 272
227899 | CARDCAP | PJM | 234 | 230 | 278
227917 | FAATC T1 | PJM | 234 | 69 | 278
227998 | LEWONTAP | PJM | 234 | 69 | 278
228033 | ABS#1TAP | PJM | 234 | 69 | 278
228034 | ABS#2TAP | PJM | 234 | 69 | 278
228114 | C-M-L TP | PJM | 234 | 69 | 278
228123 | S.I. ATP | PJM | 234 | 69 | 278
228134 | BLESCRUB | PJM | 234 | 23 | 278
228138 | PRMT ATP | PJM | 234 | 23 | 278
228139 | BSLY N T | PJM | 234 | 23 | 278
228215 | BALFSTNT | PJM | 234 | 69 | 280
228220 | DENCAP | PJM | 234 | 230 | 278
228221 | US SLC#1 | PJM | 234 | 69 | 280
228222 | US SLC T | PJM | 234 | 69 | 277
228229 | UNMIN TP | PJM | 234 | 69 | 280
228230 | WHEATONB | PJM | 234 | 69 | 280
228233 | WHTN A T | PJM | 234 | 69 | 280
228325 | MONSANTO | PJM | 234 | 69 | 280
228327 | OLDMANS | PJM | 234 | 69 | 277
228417 | WLMSTN T | PJM | 234 | 69 | 277
228420 | CAVEN TP | PJM | 234 | 34.5 | 280
228422 | AIR LQ T | PJM | 234 | 34.5 | 280
228427 | HERCULES | PJM | 234 | 34.5 | 280
228440 | MOBIL PK | PJM | 234 | 69 | 280
228461 | MBL TEC | PJM | 234 | 69 | 280
228462 | MBL PK T | PJM | 234 | 69 | 277
228468 | GRENWCHA | PJM | 234 | 34.5 | 277
228476 | MOBLPIPE | PJM | 234 | 69 | 280
228504 | SHLDLY T | PJM | 234 | 69 | 280
228509 | WNSLW TP | PJM | 234 | 69 | 277
228510 | WNSW A T | PJM | 234 | 69 | 277
228511 | LANDIS T | PJM | 234 | 69 | 277
228604 | LNDENWLD | PJM | 234 | 69 | 277
228605 | PATCO#39 | PJM | 234 | 69 | 280
228703 | BUTLER | PJM | 234 | 69 | 277
228705 | VINE G10 | PJM | 234 | 69 | 277
228713 | VCLP TP | PJM | 234 | 69 | 277
228725 | W2-039 TAP | PJM | 234 | 69 | 277
228733 | AB1-119 E | PJM | 234 | 12.9 | 277
228754 | AB1-001 C | PJM | 234 | 12.9 | 278
230403 | AB1-116 E | PJM | 234 | 12.9 | 277
230407 | AD2-065 C | PJM | 234 | 12.9 | 277
230408 | AD2-065 E | PJM | 234 | 12.9 | 277
230409 | AE1-218 C O1 | PJM | 234 | 12.9 | 277
230410 | AE1-218 E O1 | PJM | 234 | 12.9 | 277
230411 | AE1-219 C O1 | PJM | 234 | 12.9 | 277
230413 | AB2-122 | PJM | 234 | 12.9 | 278
231102 | VALLEYRD | PJM | 235 | 138 | 289
231106 | WANAMKR | PJM | 235 | 138 | 289
231118 | NEWCASTL | PJM | 235 | 138 | 289
231131 | BLOOM ENRGY | PJM | 235 | 138 | 289
231206 | DELRECTP | PJM | 235 | 69 | 289
231802 | NCSTLCTY | PJM | 235 | 138 | 289
231804 | DUP-EM | PJM | 235 | 69 | 289
231805 | CIBAGIGY | PJM | 235 | 69 | 289
231806 | GEN MTRS | PJM | 235 | 69 | 289
231814 | NCCTYTAP | PJM | 235 | 138 | 289
231903 | GEN4 | PJM | 235 | 13.8 | 289
231940 | T-011 | PJM | 235 | 69 | 289
232013 | SILVER RUN | PJM | 225 | 230 | 1
232106 | MIDLTNTP | PJM | 235 | 138 | 289
232136 | CONAWAY | PJM | 235 | 138 | 289
232137 | FARMVIEW | PJM | 235 | 138 | 289
232205 | CENTREVILLE | PJM | 235 | 69 | 289
232213 | DOVERAFB | PJM | 235 | 69 | 288
232216 | COLLGRD1 | PJM | 235 | 69 | 288
232218 | DANNER | PJM | 235 | 69 | 288
232220 | DOV_DOWN | PJM | 235 | 69 | 288
232221 | FRAZIER | PJM | 235 | 69 | 288
232222 | HORSPOND | PJM | 235 | 69 | 288
232223 | LEBANONT | PJM | 235 | 69 | 288
232228 | EASTONTP | PJM | 235 | 69 | 289
232229 | BLOOMFLD | PJM | 235 | 69 | 289
232230 | TRAP ALT | PJM | 235 | 69 | 289
232232 | TRAPPETP | PJM | 235 | 69 | 289
232252 | LEWES TP | PJM | 235 | 69 | 289
232254 | MIDCTYTI | PJM | 235 | 69 | 288
232265 | BERLIN | PJM | 235 | 69 | 289
232266 | BERLINTP | PJM | 235 | 69 | 289
232285 | WALLOPST | PJM | 235 | 69 | 292
232290 | SIGNPOST | PJM | 235 | 69 | 289
232291 | ROCKAWLKN | PJM | 235 | 69 | 289
232292 | BAYLY | PJM | 235 | 69 | 289
232404 | W1-003 C | PJM | 235 | 138 | 289
232406 | W1-004 FULL | PJM | 235 | 138 | 289
232408 | W1-005 C | PJM | 235 | 138 | 289
232410 | W1-006 C | PJM | 235 | 138 | 289
232412 | X1-032 E | PJM | 235 | 138 | 289
232416 | X2-083 | PJM | 235 | 34.5 | 289
232417 | X3-008 C | PJM | 235 | 69 | 289
232419 | LINKWOOD | PJM | 235 | 69 | 289
232422 | X3-066 FULL | PJM | 235 | 12.47 | 289
232424 | Y1-079 C | PJM | 235 | 24.94 | 289
232426 | Y1-080 FULL | PJM | 235 | 69 | 289
232428 | Y3-058 C | PJM | 235 | 69 | 289
232432 | Z2-076 C | PJM | 235 | 24.94 | 289
232434 | Z2-077 C | PJM | 235 | 24.94 | 289
232801 | OIL_CITY | PJM | 235 | 138 | 289
232802 | JONES | PJM | 235 | 138 | 289
232803 | MLFRDCTY | PJM | 235 | 138 | 289
232804 | MIDDLETN | PJM | 235 | 138 | 289
232805 | ROBINSON | PJM | 235 | 138 | 289
232806 | OMAR | PJM | 235 | 138 | 289
232807 | COSTEN | PJM | 235 | 138 | 289
232808 | IB CORNR | PJM | 235 | 69 | 289
232809 | KENNDYVL | PJM | 235 | 69 | 289
232810 | MASSYREA | PJM | 235 | 69 | 289
232811 | CLOUGH | PJM | 235 | 69 | 289
232812 | NMEREDTH | PJM | 235 | 69 | 289
232813 | VAUGHN | PJM | 235 | 69 | 289
232814 | VERNON | PJM | 235 | 69 | 289
232815 | WELLS | PJM | 235 | 69 | 289
232816 | AIREY | PJM | 235 | 69 | 289
232817 | ENMKTREA | PJM | 235 | 69 | 289
232818 | LONGWOOD | PJM | 235 | 69 | 289
232820 | TALBOT | PJM | 235 | 69 | 289
232821 | TANYARD | PJM | 235 | 69 | 289
232822 | ALLEN_69 | PJM | 235 | 69 | 289
232823 | KRATZ | PJM | 235 | 69 | 289
232824 | PINE ST | PJM | 235 | 69 | 289
232825 | TAYLOR | PJM | 235 | 69 | 289
232826 | MUMFORD | PJM | 235 | 69 | 289
232827 | PEPPER | PJM | 235 | 69 | 289
232828 | SHORT 1 | PJM | 235 | 69 | 289
232829 | BAYARD | PJM | 235 | 69 | 289
232830 | ZOAR REA | PJM | 235 | 69 | 289
232831 | LANK | PJM | 235 | 69 | 289
232832 | OCEANPIN | PJM | 235 | 69 | 289
232833 | SINEPUXN | PJM | 235 | 69 | 289
232834 | NEW HOPE | PJM | 235 | 69 | 289
232835 | LEWES | PJM | 235 | 69 | 289
232836 | EDGWD_DP | PJM | 235 | 69 | 289
232837 | KINGSTON | PJM | 235 | 69 | 289
232838 | MARDELA | PJM | 235 | 69 | 289
232839 | M OLIVE1 | PJM | 235 | 69 | 289
232840 | PRIN ANN | PJM | 235 | 69 | 289
232841 | WALSTN S | PJM | 235 | 69 | 289
232842 | WESTOVER | PJM | 235 | 69 | 289
232843 | EASTVILL | PJM | 235 | 69 | 292
232844 | HALLWOOD | PJM | 235 | 69 | 292
232845 | PARKSLEY | PJM | 235 | 69 | 292
232846 | PERDUE | PJM | 235 | 69 | 292
232847 | WEIRWOOD | PJM | 235 | 69 | 292
232854 | ROYALOAK | PJM | 235 | 69 | 289
232903 | BELLHAVN | PJM | 235 | 69 | 292
232927 | BENNETT_230 | PJM | 235 | 230 | 289
233900 | O-025 C | PJM | 235 | 24.94 | 289
233901 | Z2-012 | PJM | 235 | 69 | 289
233902 | AA2-069 | PJM | 235 | 230 | 289
233918 | AB1-142 GEN | PJM | 235 | 138 | 289
233933 | AB2-153 GEN | PJM | 235 | 0.6 | 289
233935 | AB2-179_GEN | PJM | 235 | 138 | 289
233938 | AB2-168 | PJM | 235 | 34.5 | 289
234257 | MOUNT 2 | PJM | 236 | 69 | 296
234258 | MTN TB | PJM | 236 | 69 | 296
234263 | KOONS AB | PJM | 236 | 69 | 296
234271 | LOOM AB | PJM | 236 | 69 | 296
234288 | COURT T1 | PJM | 236 | 69 | 296
234289 | COURT T2 | PJM | 236 | 69 | 296
234292 | KING 3WY | PJM | 236 | 69 | 296
234293 | HUNT TER | PJM | 236 | 69 | 296
234298 | GLEN AB | PJM | 236 | 69 | 296
234300 | GLEN 3WY | PJM | 236 | 69 | 296
234601 | DRLNGTON | PJM | 237 | 138 | 298
234602 | FRANKLK | PJM | 237 | 69 | 298
234605 | ALLENDAL | PJM | 237 | 138 | 298
234606 | CLOSTER | PJM | 237 | 69 | 298
234607 | GRAND AV | PJM | 237 | 69 | 298
234609 | MONTVALE | PJM | 237 | 69 | 298
234612 | OAKLAND | PJM | 237 | 69 | 298
234613 | MCARTHR BLVD | PJM | 237 | 138 | 298
234614 | CRESSKIL | PJM | 237 | 69 | 298
234615 | UPSR | PJM | 237 | 69 | 298
235000 | N-007 C | PJM | 201 | 138 | 1201
235001 | 01AA1-047 | PJM | 201 | 138 | 1201
235003 | AC1-025 E | PJM | 201 | 46 | 1202
235004 | AA1-092 C | PJM | 201 | 34.5 | 1203
235020 | AA1-095 C | PJM | 201 | 34.5 | 1203
235025 | AB2-097 E | PJM | 201 | 34.5 | 1203
235027 | AA2-173 OP | PJM | 201 | 500 | 1202
235029 | 01MAHONGCRK+ | PJM | 201 | 25 | 1202
235030 | 01MHNG-T155 | PJM | 201 | 25 | 1202
235033 | 01WHY_Z2-039 | PJM | 201 | 138 | 1203
235034 | 01SHY_Z2-039 | PJM | 201 | 138 | 1203
235035 | 01NHY_Z2-039 | PJM | 201 | 138 | 1203
235039 | 01LHY_Z2-039 | PJM | 201 | 138 | 1203
235099 | U2-073B E | PJM | 201 | 0.575 | 1203
235120 | 01ALBRIG | PJM | 201 | 138 | 1201
235134 | 01AL&D6 | PJM | 201 | 138 | 1202
235136 | 01ANTRIM | PJM | 201 | 138 | 1204
235137 | 01BRACKENR J | PJM | 201 | 138 | 1202
235138 | 01AL 4J | PJM | 201 | 138 | 1202
235139 | 01AL&D6T | PJM | 201 | 138 | 1202
235140 | 01BELMON | PJM | 201 | 138 | 1204
235144 | 01BETHLP | PJM | 201 | 138 | 1204
235145 | 01BETHLN | PJM | 201 | 138 | 1202
235146 | 01BRACKN | PJM | 201 | 138 | 1202
235148 | 01BUFFLO | PJM | 201 | 138 | 1204
235149 | 01BULLCR | PJM | 201 | 138 | 1202
235154 | 01CABREY | PJM | 201 | 138 | 1202
235155 | 01CALIFN | PJM | 201 | 138 | 1204
235164 | 01CLAYSV | PJM | 201 | 138 | 1204
235166 | 01CROSSG | PJM | 201 | 138 | 1204
235167 | 01EGATE2 | PJM | 201 | 138 | 1202
235168 | 01DONEGL | PJM | 201 | 138 | 1204
235169 | 01DRYRUN | PJM | 201 | 138 | 1204
235170 | 01DUTCHF | PJM | 201 | 138 | 1204
235171 | 01EASTGT | PJM | 201 | 138 | 1202
235172 | 01EWAYNE | PJM | 201 | 138 | 1204
235178 | 01ETHEL | PJM | 201 | 138 | 1202
235180 | 01FAYETT | PJM | 201 | 138 | 1204
235183 | 01FRAZR | PJM | 201 | 138 | 1204
235200 | 01KILGO | PJM | 201 | 138 | 1202
235201 | 01KINGFM | PJM | 201 | 138 | 1204
235203 | 01KISSNG | PJM | 201 | 138 | 1202
235205 | 01KRENDL | PJM | 201 | 138 | 1202
235206 | 01LAGOND | PJM | 201 | 138 | 1204
235207 | 01LARDIN | PJM | 201 | 138 | 1204
235208 | 01LAWSON | PJM | 201 | 138 | 1202
235209 | 01LAYTON | PJM | 201 | 138 | 1204
235214 | 01LUZERN | PJM | 201 | 138 | 1204
235215 | 01MANIFD | PJM | 201 | 138 | 1204
235220 | 01MOSHAN | PJM | 201 | 230 | 1202
235221 | 01II-VITAP | PJM | 201 | 138 | 1201
235222 | 01MURRYC | PJM | 201 | 138 | 1202
235224 | 01N BETH | PJM | 201 | 138 | 1202
235225 | 01II-VI | PJM | 201 | 138 | 1201
235226 | 01NFAYET | PJM | 201 | 138 | 1204
235227 | 01NGREEN | PJM | 201 | 138 | 1202
235228 | 01NU 62 | PJM | 201 | 138 | 1204
235230 | 01PERRYMAN | PJM | 201 | 138 | 1204
235231 | 01PENN | PJM | 201 | 138 | 1202
235233 | 01PINEYF | PJM | 201 | 138 | 1204
235238 | 01ROBBIN | PJM | 201 | 138 | 1202
235239 | 01STCLR | PJM | 201 | 138 | 1204
235240 | 01COLMBGPN | PJM | 201 | 138 | 1202
235243 | 01SAXONB | PJM | 201 | 138 | 1202
235244 | 01SEWICK | PJM | 201 | 138 | 1202
235245 | 01SHFCRN | PJM | 201 | 138 | 1202
235246 | 01SHANOR | PJM | 201 | 138 | 1202
235247 | 01SHEPLR | PJM | 201 | 138 | 1204
235249 | 01SILVER | PJM | 201 | 138 | 1202
235251 | 01SMTH61 | PJM | 201 | 138 | 1204
235252 | 01SMTH62 | PJM | 201 | 138 | 1204
235254 | 01SUNION | PJM | 201 | 138 | 1204
235255 | 01NU TP2 | PJM | 201 | 138 | 1204
235257 | 01STONER | PJM | 201 | 138 | 1204
235258 | 01STNYSP | PJM | 201 | 138 | 1202
235260 | 01UNIONJ | PJM | 201 | 138 | 1204
235265 | 01SONY | PJM | 201 | 138 | 1204
235269 | 01NOAKFORD+ | PJM | 201 | 138 | 1202
235270 | 01WESTRV | PJM | 201 | 138 | 1204
235278 | 01N WASH | PJM | 201 | 138 | 1202
235279 | 01SOAKFD | PJM | 201 | 138 | 1202
235280 | 01ENLOW | PJM | 201 | 138 | 1204
235281 | 01WALTZT | PJM | 201 | 138 | 1202
235282 | 01GAR RN | PJM | 201 | 138 | 1202
235283 | 01WYCOFJ | PJM | 201 | 138 | 1204
235284 | 01TEX E5 | PJM | 201 | 138 | 1204
235285 | 01TEX E6 | PJM | 201 | 138 | 1204
235286 | 01WILLAM | PJM | 201 | 138 | 1202
235288 | 01AIRCO | PJM | 201 | 138 | 1201
235290 | 01ALCAN | PJM | 201 | 138 | 1201
235291 | 01CYTEC | PJM | 201 | 138 | 1201
235297 | 01HAZELT | PJM | 201 | 138 | 1201
235298 | 01BELNGT | PJM | 201 | 138 | 1201
235301 | 01BENSRN | PJM | 201 | 138 | 1201
235302 | 01BEVRLY | PJM | 201 | 138 | 1201
235303 | 01BLACKS | PJM | 201 | 138 | 1201
235304 | 01BRANDN | PJM | 201 | 138 | 1201
235305 | 01 106 J | PJM | 201 | 138 | 1201
235306 | 01BRIDGP | PJM | 201 | 138 | 1201
235308 | 01AGA GA | PJM | 201 | 138 | 1201
235309 | 01CABOTM | PJM | 201 | 138 | 1201
235310 | 01CANANV | PJM | 201 | 138 | 1201
235314 | 01CORDER | PJM | 201 | 138 | 1201
235319 | 01DENTSR | PJM | 201 | 138 | 1201
235320 | 01DENVER | PJM | 201 | 138 | 1201
235321 | 01DUPONT | PJM | 201 | 138 | 1201
235325 | 01ELDORA | PJM | 201 | 138 | 1201
235326 | 01SFAIRMONT | PJM | 201 | 138 | 1201
235327 | 01ELKGRD | PJM | 201 | 138 | 1201
235328 | 01ENONTP | PJM | 201 | 138 | 1201
235329 | 01EUREKA | PJM | 201 | 138 | 1201
235332 | 01FRNCHC | PJM | 201 | 138 | 1201
235335 | 01GLENVL | PJM | 201 | 138 | 1201
235338 | 01GRAFTN | PJM | 201 | 138 | 1201
235339 | 01GRANTV | PJM | 201 | 138 | 1201
235340 | 01GRASSY | PJM | 201 | 138 | 1201 |  |  |  | 38.1532 | -80.6658
235341 | 01HAML T | PJM | 201 | 138 | 1201
235343 | 01HAMILT | PJM | 201 | 138 | 1201
235347 | 01HARSNR | PJM | 201 | 138 | 1201
235348 | 01HEATER | PJM | 201 | 138 | 1201
235349 | 01HARR T | PJM | 201 | 138 | 1201
235350 | 01IVYDAL | PJM | 201 | 138 | 1201
235351 | 01JACKSN | PJM | 201 | 138 | 1201
235352 | 01LEERSS | PJM | 201 | 138 | 1201
235353 | 01JMANVL | PJM | 201 | 138 | 1201
235354 | 01JMANVT | PJM | 201 | 138 | 1201
235355 | 01JUGRUN | PJM | 201 | 138 | 1201
235356 | 01KINGWD | PJM | 201 | 138 | 1201
235358 | 01LARKMD | PJM | 201 | 138 | 1201
235361 | 01LONGR | PJM | 201 | 138 | 1201
235364 | 01SAND F | PJM | 201 | 138 | 1201
235365 | 01MAPLEL | PJM | 201 | 138 | 1201
235366 | 01GE PLA | PJM | 201 | 138 | 1201
235367 | 01MARGAR | PJM | 201 | 138 | 1201
235369 | 01METZ | PJM | 201 | 138 | 1201
235370 | 01MIDLBN | PJM | 201 | 138 | 1201
235373 | 01MONTRV | PJM | 201 | 138 | 1201
235374 | 01MOUNTW | PJM | 201 | 138 | 1201
235375 | 01NATLCN | PJM | 201 | 138 | 1201
235379 | 01NVIENA | PJM | 201 | 138 | 1201
235380 | 01OAKMND | PJM | 201 | 138 | 1201
235382 | 01PADENC | PJM | 201 | 138 | 1201
235384 | 01PARKVW | PJM | 201 | 138 | 1201
235385 | 01PARSNS | PJM | 201 | 138 | 1201
235386 | 01PIERPT | PJM | 201 | 138 | 1201
235387 | 01PICKEN | PJM | 201 | 138 | 1201
235388 | 01MOBLEY | PJM | 201 | 138 | 1201
235392 | 01QUIETD | PJM | 201 | 138 | 1201
235395 | 01ROARINGCRK | PJM | 201 | 138 | 1201
235396 | 01ROBERT | PJM | 201 | 138 | 1201
235398 | 01RUTHBL | PJM | 201 | 138 | 1201
235402 | 01SNOW T | PJM | 201 | 138 | 1201
235404 | 01S CHST | PJM | 201 | 138 | 1201
235405 | 01S MORG | PJM | 201 | 138 | 1201
235406 | 01WEIRJT | PJM | 201 | 138 | 1201
235407 | 01S VIEN | PJM | 201 | 138 | 1201
235408 | 01STMARY | PJM | 201 | 138 | 1201
235410 | 01SUMMRV | PJM | 201 | 138 | 1201
235411 | 01SUTTON | PJM | 201 | 138 | 1201
235413 | 01TALLMN | PJM | 201 | 138 | 1201
235417 | 01VARNER | PJM | 201 | 138 | 1201
235419 | 01WAVERL | PJM | 201 | 138 | 1201
235423 | 01WESTON | PJM | 201 | 138 | 1201
235424 | 01W RUN | PJM | 201 | 138 | 1201
235425 | 01W UNIN | PJM | 201 | 138 | 1201
235426 | 01WHITEH | PJM | 201 | 138 | 1201
235429 | 01SHERWOOD+ | PJM | 201 | 138 | 1201
235431 | 01WOLFRN | PJM | 201 | 138 | 1201
235434 | 01FLAT R | PJM | 201 | 138 | 1201
235435 | 01DOMN H | PJM | 201 | 138 | 1201
235436 | 01ROCHE | PJM | 201 | 138 | 1201
235437 | 01SUTT T | PJM | 201 | 138 | 1201
235438 | 01QUAKER | PJM | 201 | 138 | 1201
235439 | 01E RUNT | PJM | 201 | 138 | 1201
235440 | 01E BUCK | PJM | 201 | 138 | 1201
235441 | 01DURB T | PJM | 201 | 138 | 1201
235442 | 01MCALPN | PJM | 201 | 138 | 1201
235444 | 01BART 1 | PJM | 201 | 138 | 1203
235447 | 01WINZ1-113 | PJM | 201 | 138 | 1203
235457 | 01DTG | PJM | 201 | 138 | 1203 |  |  |  | 39.0613 | -78.1371
235460 | 01EAGLEH | PJM | 201 | 230 | 1203
235462 | 01EHAGER | PJM | 201 | 138 | 1203
235463 | 01TANEY | PJM | 201 | 138 | 1203
235464 | 01DTGZ2-030 | PJM | 201 | 138 | 1203 |  |  |  | 39.0613 | -78.1371
235465 | 01FEAGNM | PJM | 201 | 138 | 1203
235468 | 01FROSTB | PJM | 201 | 138 | 1203 |  |  |  | 39.6391 | -78.931
235471 | 01GORE | PJM | 201 | 138 | 1203
235473 | 01BARNET | PJM | 201 | 138 | 1201
235474 | 01GREENW | PJM | 201 | 138 | 1203 |  |  |  | 39.1529 | -78.131
235480 | 01METTIKI | PJM | 201 | 138 | 1203
235484 | 01MESSCK | PJM | 201 | 138 | 1203
235485 | 01METTIK+ | PJM | 201 | 138 | 1203
235492 | 01MTZION | PJM | 201 | 138 | 1203
235494 | 01OLDFRM | PJM | 201 | 230 | 1203
235497 | 01OAKPRK | PJM | 201 | 138 | 1203
235500 | 01PAGE | PJM | 201 | 138 | 1203
235507 | 01RIVERT | PJM | 201 | 138 | 1203 |  |  |  | 38.9481 | -78.2163
235508 | 01SHEPRD | PJM | 201 | 138 | 1203
235509 | 01RPSMTH | PJM | 201 | 138 | 1203
235510 | 01SPERYV | PJM | 201 | 138 | 1203
235511 | 01PARAMT | PJM | 201 | 138 | 1203
235512 | 01STONEW | PJM | 201 | 138 | 1203
235515 | 01VISCOS | PJM | 201 | 138 | 1203
235516 | 01WALKER | PJM | 201 | 138 | 1203
235517 | 01HARMNY | PJM | 201 | 138 | 1203
235519 | 01W WINC | PJM | 201 | 138 | 1203
235525 | 01HAT RS | PJM | 201 | 138 | 1204
235527 | 01SHINNS | PJM | 201 | 138 | 1201
235533 | 01PRATTS | PJM | 201 | 115 | 1203
235539 | 01NFRANK | PJM | 201 | 138 | 1201
235543 | 01FROSTN | PJM | 201 | 230 | 1203
235548 | 01KLINEM | PJM | 201 | 138 | 1203
235557 | 01LETTER | PJM | 201 | 138 | 1204
235559 | 01WESTOV | PJM | 201 | 138 | 1201
235562 | 01S FAY | PJM | 201 | 138 | 1204
235563 | 01HARR C | PJM | 201 | 138 | 1202
235568 | 01BLSKLS | PJM | 201 | 25 | 1204
235592 | 01HAMPS1 | PJM | 201 | 138 | 1203
235593 | 01HAMPS2 | PJM | 201 | 138 | 1203
235594 | 01NU TP1 | PJM | 201 | 138 | 1204
235595 | 01NU 61 | PJM | 201 | 138 | 1204
235596 | 01VASC T | PJM | 201 | 138 | 1202
235597 | 01LOVETT | PJM | 201 | 138 | 1203
235600 | 01LEHIGH | PJM | 201 | 138 | 1203
235601 | 01SUNCODEL | PJM | 201 | 138 | 1202
235602 | 01SUNCODEL+ | PJM | 201 | 138 | 1202
235603 | 01PITTML | PJM | 201 | 138 | 1202
235604 | 01WILLMS | PJM | 201 | 138 | 1201
235605 | 01IMPERIAL | PJM | 201 | 138 | 1202
235618 | 01LOYALH3 | PJM | 201 | 138 | 1202
235626 | 01JONESB | PJM | 201 | 138 | 1201
235629 | 01EQTSTEELHD | PJM | 201 | 25 | 1204
235630 | 01TAYLORTOWN | PJM | 201 | 25 | 1204
235632 | 01RICEPOSE | PJM | 201 | 25 | 1204
235633 | 01SUNCOIND | PJM | 201 | 25 | 1204
235634 | 01EQMAKOCMP | PJM | 201 | 25 | 1204
235635 | 01PERRYM J | PJM | 201 | 25 | 1204
235638 | 01AWT | PJM | 201 | 25 | 1202
235640 | 01CUMB 2J | PJM | 201 | 25 | 1204
235641 | 01EMRLD8BL+ | PJM | 201 | 25 | 1204
235642 | 01EMRLD 8 BL | PJM | 201 | 25 | 1204
235643 | 01KHEDIV | PJM | 201 | 25 | 1204
235644 | 01EMRLD 8 CA | PJM | 201 | 25 | 1204
235645 | 01COWANV | PJM | 201 | 25 | 1202
235646 | 01COWANV J | PJM | 201 | 25 | 1202
235647 | 01CRAIGV | PJM | 201 | 25 | 1202
235648 | 01RONCTEMP | PJM | 201 | 25 | 1204
235649 | 01LAURITA J | PJM | 201 | 25 | 1204
235650 | 01PR PLAST | PJM | 201 | 25 | 1204
235651 | 01PUMPKN J | PJM | 201 | 25 | 1204
235652 | 01KNOB P | PJM | 201 | 25 | 1204
235653 | 01KNOB PJ | PJM | 201 | 25 | 1204
235654 | 01COLVIN | PJM | 201 | 25 | 1204
235655 | 01MARKWEST M | PJM | 201 | 25 | 1204
235656 | 01EMRLD 5J | PJM | 201 | 25 | 1204
235657 | 01DILW | PJM | 201 | 25 | 1204
235658 | 01POND 6 | PJM | 201 | 25 | 1204
235659 | 01SOMRST M | PJM | 201 | 25 | 1204
235660 | 01MUSHRM | PJM | 201 | 25 | 1202
235661 | 01MUSHRM J | PJM | 201 | 25 | 1202
235662 | 01B MIN6 | PJM | 201 | 25 | 1204
235663 | 01B MIN5 | PJM | 201 | 25 | 1204
235664 | 01PLEAS H | PJM | 201 | 25 | 1204
235666 | 01EMRLD 5B | PJM | 201 | 25 | 1204
235667 | 01MITCH D | PJM | 201 | 25 | 1204
235668 | 01AKZO | PJM | 201 | 25 | 1204
235670 | 01MATH PPJ | PJM | 201 | 25 | 1204
235671 | 01WHSE CB | PJM | 201 | 25 | 1202
235672 | 01WOODWD | PJM | 201 | 25 | 1204
235673 | 01MENASH | PJM | 201 | 25 | 1204
235674 | 01S PGHW2 | PJM | 201 | 25 | 1204
235675 | 01PR PLAS | PJM | 201 | 25 | 1204
235676 | 01COOPER | PJM | 201 | 25 | 1202
235677 | 01HARMR 4T | PJM | 201 | 25 | 1202
235678 | 01PGH PL | PJM | 201 | 25 | 1202
235679 | 01EXPORT J | PJM | 201 | 25 | 1202
235680 | 01PGH PL J | PJM | 201 | 25 | 1202
235681 | 01CORN J | PJM | 201 | 25 | 1204
235682 | 01CORN GL | PJM | 201 | 25 | 1204
235683 | 01AMERIC J | PJM | 201 | 25 | 1204
235684 | 01GALLEY | PJM | 201 | 25 | 1204
235685 | 01DENNY J | PJM | 201 | 25 | 1202
235686 | 01CHESWK | PJM | 201 | 25 | 1202
235687 | 01ALCOA | PJM | 201 | 25 | 1202
235689 | 01S PGHW1 | PJM | 201 | 25 | 1204
235690 | 01MCREAD J | PJM | 201 | 25 | 1202
235691 | 01GULF RES | PJM | 201 | 25 | 1202
235692 | 01ACME J | PJM | 201 | 25 | 1202
235693 | 01SARDIS | PJM | 201 | 25 | 1202
235694 | 01PENN A 2 J | PJM | 201 | 25 | 1202
235695 | 01MURRYV J | PJM | 201 | 25 | 1202
235696 | 01ACTION J | PJM | 201 | 25 | 1202
235697 | 01COLFAX J | PJM | 201 | 25 | 1202
235698 | 01BETHLH | PJM | 201 | 25 | 1202
235699 | 01COLOR P | PJM | 201 | 25 | 1202
235701 | 01TRIUMVRT | PJM | 201 | 25 | 1202
235702 | 01SUNOCO | PJM | 201 | 25 | 1202
235704 | 01I MTN 5 | PJM | 201 | 25 | 1202
235705 | 01I MTN 6 | PJM | 201 | 25 | 1202
235706 | 01I MTN 5 N | PJM | 201 | 25 | 1202
235708 | 01I MTN 5 S | PJM | 201 | 25 | 1202
235711 | 01BEAVR D | PJM | 201 | 25 | 1202
235712 | 01TOWERREA | PJM | 201 | 25 | 1202
235713 | 01BAIRDF J | PJM | 201 | 25 | 1202
235714 | 01COLOR PJ | PJM | 201 | 25 | 1202
235716 | 01WEIR | PJM | 201 | 25 | 1204
235718 | 01BEAVR DJ | PJM | 201 | 25 | 1202
235719 | 01SUPERIOR | PJM | 201 | 25 | 1202
235720 | 01EAGEN J | PJM | 201 | 25 | 1202
235721 | 01ELDRTN J | PJM | 201 | 25 | 1202
235722 | 01ROBICN J | PJM | 201 | 25 | 1202
235726 | 01TRUXAL J | PJM | 201 | 25 | 1202
235727 | 01CLAYPL J | PJM | 201 | 25 | 1202
235728 | 01NAPCO | PJM | 201 | 25 | 1202
235729 | 01COXCB HJ | PJM | 201 | 25 | 1202
235730 | 01SS2 LANE | PJM | 201 | 25 | 1202
235731 | 01ACTION | PJM | 201 | 25 | 1202
235732 | 01SAXNY F | PJM | 201 | 25 | 1202
235733 | 01LOW BURJ | PJM | 201 | 25 | 1202
235734 | 01ROBICN | PJM | 201 | 25 | 1202
235735 | 01HAHN | PJM | 201 | 25 | 1204
235736 | 01AIR PRJ | PJM | 201 | 25 | 1202
235737 | 01BEAR ML | PJM | 201 | 25 | 1202
235738 | 01HILLCR J | PJM | 201 | 25 | 1202
235740 | 01FERRY SJ | PJM | 201 | 25 | 1202
235741 | 01SPANG | PJM | 201 | 25 | 1202
235744 | 01EDGECL J | PJM | 201 | 25 | 1202
235746 | 01GLASSW J | PJM | 201 | 25 | 1202
235747 | 01N KENSIN | PJM | 201 | 25 | 1202
235748 | 01KEYST SJ | PJM | 201 | 25 | 1202
235749 | 01BOUQ H J | PJM | 201 | 25 | 1202
235750 | 01BRAEB SJ | PJM | 201 | 25 | 1202
235751 | 01HERMAN | PJM | 201 | 25 | 1202
235752 | 01W 6TH AV | PJM | 201 | 25 | 1202
235753 | 01BURREL | PJM | 201 | 25 | 1202
235754 | 01CONTIN J | PJM | 201 | 25 | 1204
235758 | 01KEYST S | PJM | 201 | 25 | 1202
235759 | 01FED LABJ | PJM | 201 | 25 | 1202
235761 | 01CREIGHTN | PJM | 201 | 25 | 1202
235762 | 01ALUM L | PJM | 201 | 25 | 1202
235763 | 01ALL L5 | PJM | 201 | 25 | 1202
235764 | 01IVYWOD J | PJM | 201 | 25 | 1202
235765 | 01ALL L LB | PJM | 201 | 25 | 1202
235766 | 01LOGAN F | PJM | 201 | 25 | 1202
235768 | 01FREEPORT | PJM | 201 | 25 | 1202
235769 | 01TARENT | PJM | 201 | 25 | 1202
235770 | 01ALUM LJ | PJM | 201 | 25 | 1202
235771 | 01ALL L P | PJM | 201 | 25 | 1202
235772 | 01HURST | PJM | 201 | 25 | 1202
235773 | 01AL DAM5J | PJM | 201 | 25 | 1202
235775 | 01N KEN W | PJM | 201 | 25 | 1202
235777 | 01ARGONN J | PJM | 201 | 25 | 1202
235778 | 01SILVR 2 | PJM | 201 | 25 | 1202
235779 | 01ALLERV | PJM | 201 | 25 | 1202
235781 | 01TARENT J | PJM | 201 | 25 | 1202
235782 | 01SARVER | PJM | 201 | 25 | 1202
235783 | 01MILE LKJ | PJM | 201 | 25 | 1202
235784 | 01FIVE PTJ | PJM | 201 | 25 | 1202
235785 | 01GARVER J | PJM | 201 | 25 | 1202
235786 | 01WILLW RJ | PJM | 201 | 25 | 1202
235787 | 01MARCO 2J | PJM | 201 | 25 | 1202
235788 | 01N ALEX | PJM | 201 | 25 | 1202
235790 | 01LAUREL J | PJM | 201 | 25 | 1204
235791 | 01TUNNEL J | PJM | 201 | 25 | 1202
235792 | 01WATSON J | PJM | 201 | 25 | 1202
235793 | 01TUNNEL | PJM | 201 | 25 | 1202
235795 | 01GEN STLJ | PJM | 201 | 25 | 1202
235796 | 01HORREL J | PJM | 201 | 25 | 1202
235797 | 01GEN STL | PJM | 201 | 25 | 1202
235798 | 01LOVEDL | PJM | 201 | 25 | 1204
235799 | 01OKLAHOMA | PJM | 201 | 25 | 1202
235803 | 01NRTHPT | PJM | 201 | 138 | 1202
235805 | 01STEPHN | PJM | 201 | 138 | 1203
235807 | 01WALKRS | PJM | 201 | 23 | 1201
235809 | 01WLMTWN | PJM | 201 | 23 | 1201
235810 | 01INT COAL | PJM | 201 | 138 | 1201
235812 | 01CHIEFTON | PJM | 201 | 138 | 1201
235816 | 01FT MARTIN | PJM | 201 | 138 | 1201
235819 | 01SPECTRA | PJM | 201 | 138 | 1202
235820 | 01CLARKSVLLE | PJM | 201 | 138 | 1204
235821 | 01BROWNSVLLE | PJM | 201 | 138 | 1204
235825 | 01ALL L4T | PJM | 201 | 138 | 1202
235827 | 01VANSEW J | PJM | 201 | 25 | 1202
235828 | 01UN ENGR | PJM | 201 | 25 | 1202
235829 | 01WHSE EMD | PJM | 201 | 25 | 1204
235831 | 01UN ENGRJ | PJM | 201 | 25 | 1202
235832 | 01FED LAB | PJM | 201 | 25 | 1202
235835 | 01HYDE PKJ | PJM | 201 | 25 | 1202
235836 | 01AVONMR J | PJM | 201 | 25 | 1202
235842 | 01SANIGA | PJM | 201 | 25 | 1202
235843 | 01BMP | PJM | 201 | 25 | 1204
235846 | 01ALL L6 | PJM | 201 | 25 | 1202
235847 | 01BAGDAD 1 | PJM | 201 | 25 | 1202
235848 | 01KISKI DIST | PJM | 201 | 25 | 1202
235849 | 01KEPPL HJ | PJM | 201 | 25 | 1202
235851 | 01NTHLNV | PJM | 201 | 500 | 1204 |  |  |  | 39.7279 | -79.9605
235852 | 01CLEANCOALS | PJM | 201 | 25 | 1204
235855 | 01W LEECHB | PJM | 201 | 25 | 1202
235856 | 01MARGRT J | PJM | 201 | 25 | 1202
235857 | 01CHERR N | PJM | 201 | 25 | 1202
235858 | 01MATEER | PJM | 201 | 25 | 1202
235859 | 01SILICN J | PJM | 201 | 25 | 1202
235860 | 01PERRY MJ | PJM | 201 | 25 | 1202
235861 | 01ELDRTN | PJM | 201 | 25 | 1202
235863 | 01GUFFY RJ | PJM | 201 | 25 | 1202
235864 | 01BAGDAD 2 | PJM | 201 | 25 | 1202
235866 | 01RURAL V | PJM | 201 | 25 | 1202
235867 | 01TEMPL J | PJM | 201 | 25 | 1202
235868 | 01CROOKED C | PJM | 201 | 25 | 1202
235869 | 01COMPOS | PJM | 201 | 25 | 1204
235871 | 01W HILL | PJM | 201 | 25 | 1202
235874 | 01NADER J | PJM | 201 | 25 | 1202
235875 | 01GUARDN | PJM | 201 | 25 | 1204
235876 | 01WHSE REA | PJM | 201 | 25 | 1202
235878 | 01CHESTN J | PJM | 201 | 25 | 1202
235879 | 01LEVELG | PJM | 201 | 25 | 1202
235880 | 01RUFFS XJ | PJM | 201 | 25 | 1202
235881 | 01LOVEDL J | PJM | 201 | 25 | 1204
235882 | 01PERRYOPL | PJM | 201 | 25 | 1204
235883 | 01COOKS XJ | PJM | 201 | 25 | 1202
235884 | 01THERML J | PJM | 201 | 25 | 1202
235885 | 01MANOR | PJM | 201 | 25 | 1202
235886 | 01PERRY M | PJM | 201 | 25 | 1202
235887 | 01APPLEWLD | PJM | 201 | 25 | 1202
235888 | 01TRI-TOWN | PJM | 201 | 25 | 1204
235889 | 01LUZERN25 | PJM | 201 | 25 | 1204
235892 | 01PENN TR | PJM | 201 | 25 | 1202
235893 | 01COMMU C | PJM | 201 | 25 | 1202
235894 | 01HARPER J | PJM | 201 | 25 | 1202
235895 | 01MADISN J | PJM | 201 | 25 | 1202
235896 | 01ROBTSH | PJM | 201 | 25 | 1202
235897 | 01ROWES R | PJM | 201 | 25 | 1204
235898 | 01MERRIT | PJM | 201 | 25 | 1204
235903 | 01MILL STJ | PJM | 201 | 25 | 1202
235904 | 01MENASH J | PJM | 201 | 25 | 1204
235905 | 01FOOTEDAL | PJM | 201 | 25 | 1204
235906 | 01WATSON | PJM | 201 | 25 | 1202
235908 | 01ELLIO-E | PJM | 201 | 25 | 1202
235909 | 01ADELIA J | PJM | 201 | 25 | 1204
235910 | 01JEANNETT | PJM | 201 | 25 | 1202
235911 | 01DENVERNASH | PJM | 201 | 25 | 1204
235912 | 01GRAHM XJ | PJM | 201 | 25 | 1204
235913 | 01OLIVER J | PJM | 201 | 25 | 1204
235914 | 01UNIONTWN | PJM | 201 | 25 | 1204
235915 | 01ARLING J | PJM | 201 | 25 | 1202
235916 | 01MATH YD | PJM | 201 | 25 | 1204
235917 | 01SENSUS J | PJM | 201 | 25 | 1204
235918 | 01NELSN SJ | PJM | 201 | 25 | 1204
235920 | 01TEX E1 J | PJM | 201 | 25 | 1202
235921 | 01PICCO 5J | PJM | 201 | 25 | 1204
235922 | 01M BRADDJ | PJM | 201 | 25 | 1204
235923 | 01LAZY H | PJM | 201 | 25 | 1204
235924 | 01N LATRBJ | PJM | 201 | 25 | 1202
235925 | 01DIE CST | PJM | 201 | 25 | 1202
235926 | 01WABCO J | PJM | 201 | 25 | 1202
235927 | 01MCFEEL J | PJM | 201 | 25 | 1202
235928 | 01LATRB J | PJM | 201 | 25 | 1202
235929 | 01MT VIEW | PJM | 201 | 25 | 1202
235930 | 01GREENSBG | PJM | 201 | 25 | 1202
235931 | 01GRAPEV J | PJM | 201 | 25 | 1202
235932 | 01ST VINCJ | PJM | 201 | 25 | 1202
235933 | 01KING F2 | PJM | 201 | 25 | 1204
235934 | 01FREETERM | PJM | 201 | 25 | 1202
235935 | 01DERRY | PJM | 201 | 25 | 1202
235936 | 01HILLIS J | PJM | 201 | 25 | 1202
235937 | 01WHSE SC | PJM | 201 | 25 | 1202
235938 | 01LATRB SJ | PJM | 201 | 25 | 1202
235939 | 01WHITNEY | PJM | 201 | 25 | 1202
235941 | 01DOANNPCJ | PJM | 201 | 25 | 1204
235942 | 01KENNAM | PJM | 201 | 25 | 1202
235943 | 01KINGST | PJM | 201 | 25 | 1202
235944 | 01PICCO 4J | PJM | 201 | 25 | 1204
235945 | 01ALVERT J | PJM | 201 | 25 | 1204
235946 | 01RIDGE J | PJM | 201 | 25 | 1202
235947 | 01LONG BJ | PJM | 201 | 25 | 1202
235949 | 01PRITTS J | PJM | 201 | 25 | 1204
235950 | 01RADEBH J | PJM | 201 | 25 | 1202
235951 | 01SPRNG P | PJM | 201 | 25 | 1204
235952 | 01LIGONIER | PJM | 201 | 25 | 1202
235954 | 01FT PALM | PJM | 201 | 25 | 1202
235955 | 01DONEGA25 | PJM | 201 | 25 | 1204
235956 | 01GRESS J | PJM | 201 | 25 | 1202
235957 | 01BECKS HJ | PJM | 201 | 25 | 1202
235958 | 01NORMAL | PJM | 201 | 25 | 1204
235959 | 01BRECK J | PJM | 201 | 25 | 1202
235960 | 01ALL CLD | PJM | 201 | 25 | 1204
235961 | 01ALL CLDT | PJM | 201 | 25 | 1204
235962 | 01DAVISCOMP | PJM | 201 | 25 | 1204
235963 | 01CRAIG J | PJM | 201 | 25 | 1204
235964 | 01DRY RUN | PJM | 201 | 25 | 1204
235966 | 01GENESI J | PJM | 201 | 25 | 1204
235967 | 01GENESI | PJM | 201 | 25 | 1204
235968 | 01LECHNR J | PJM | 201 | 25 | 1204
235974 | 01S PARK | PJM | 201 | 25 | 1204
235978 | 01B MIN2 | PJM | 201 | 25 | 1204
235979 | 01FINLEY | PJM | 201 | 25 | 1204
235980 | 01LOBBS RJ | PJM | 201 | 25 | 1204
235981 | 01PANGB H | PJM | 201 | 25 | 1204
235982 | 01GRD STLJ | PJM | 201 | 25 | 1204
235983 | 01COCHR MJ | PJM | 201 | 25 | 1204
235984 | 01WHSE L | PJM | 201 | 25 | 1204
235985 | 01FLOREFFE | PJM | 201 | 25 | 1204
235986 | 01POLYC 1 | PJM | 201 | 25 | 1204
235987 | 01ELRAMA J | PJM | 201 | 25 | 1204
235988 | 01S PGHW1J | PJM | 201 | 25 | 1204
235990 | 01PANGB HJ | PJM | 201 | 25 | 1204
235991 | 01HERCUL | PJM | 201 | 25 | 1204
235992 | 01PICCO 4 | PJM | 201 | 25 | 1204
235993 | 01DAVISCOMP+ | PJM | 201 | 25 | 1204
235994 | 01MATH TR | PJM | 201 | 25 | 1204
235995 | 01ROUND H | PJM | 201 | 25 | 1204
235996 | 01MARTIN J | PJM | 201 | 25 | 1204
235997 | 01COLUMB J | PJM | 201 | 25 | 1204
235998 | 01BEAZER | PJM | 201 | 25 | 1202
235999 | 01BAIRD J | PJM | 201 | 25 | 1204
236002 | 01NEW EAGLE | PJM | 201 | 25 | 1204
236003 | 01MATH YDJ | PJM | 201 | 25 | 1204
236004 | 01SIMP H J | PJM | 201 | 25 | 1204
236005 | 01PAGE J | PJM | 201 | 25 | 1204
236006 | 01BETHL RJ | PJM | 201 | 25 | 1204
236007 | 01MONONGAH | PJM | 201 | 25 | 1204
236008 | 01DONORA | PJM | 201 | 25 | 1204
236009 | 01RICE J | PJM | 201 | 25 | 1204
236010 | 01MONSN BF | PJM | 201 | 25 | 1204
236011 | 01BETHL R | PJM | 201 | 25 | 1204
236012 | 01INDSPC | PJM | 201 | 25 | 1202
236013 | 01SOMERS J | PJM | 201 | 25 | 1204
236015 | 01EUCLD PJ | PJM | 201 | 25 | 1204
236016 | 01EUCLD P | PJM | 201 | 25 | 1204
236017 | 01LONGRUN | PJM | 201 | 25 | 1204
236018 | 01LONGRUN+ | PJM | 201 | 25 | 1204
236019 | 01BELL | PJM | 201 | 25 | 1204
236020 | 01SEXTON J | PJM | 201 | 25 | 1204
236022 | 01AMITY | PJM | 201 | 25 | 1204
236023 | 01SYCM0R J | PJM | 201 | 25 | 1204
236024 | 01GATEWAY | PJM | 201 | 25 | 1204
236025 | 01SYCMOR | PJM | 201 | 25 | 1204
236026 | 01WINDY G | PJM | 201 | 25 | 1204
236027 | 01SOMERS | PJM | 201 | 25 | 1204
236028 | 01ELBO | PJM | 201 | 25 | 1204
236030 | 01EIGHT ST | PJM | 201 | 25 | 1204
236031 | 01CRAVEN | PJM | 201 | 25 | 1204
236032 | 01BAIL12AJ | PJM | 201 | 25 | 1204
236033 | 01DUCTM | PJM | 201 | 25 | 1204
236034 | 01COWELL J | PJM | 201 | 25 | 1204
236035 | 01SUNNYS J | PJM | 201 | 25 | 1204
236036 | 01AKZO J | PJM | 201 | 25 | 1204
236037 | 01DUCTM J | PJM | 201 | 25 | 1204
236038 | 01WHSE MTL | PJM | 201 | 25 | 1202
236039 | 01CUMB 2 | PJM | 201 | 25 | 1204
236040 | 01GARA F | PJM | 201 | 25 | 1204
236041 | 01CLYDE J | PJM | 201 | 25 | 1204
236042 | 01MARIANNA | PJM | 201 | 25 | 1204
236043 | 01GARA F2 J | PJM | 201 | 25 | 1204
236044 | 01BELKNP J | PJM | 201 | 25 | 1202
236046 | 01WINDY GJ | PJM | 201 | 25 | 1204
236047 | 01DANIEL J | PJM | 201 | 25 | 1204
236048 | 01PREM MLD | PJM | 201 | 25 | 1202
236049 | 014 SEAS J | PJM | 201 | 25 | 1204
236050 | 01LATRB MN | PJM | 201 | 25 | 1202
236051 | 01JACOB J | PJM | 201 | 25 | 1204
236052 | 01LANTZ | PJM | 201 | 25 | 1204
236053 | 01NEWLA J | PJM | 201 | 25 | 1204
236054 | 01S PRIS1 | PJM | 201 | 25 | 1204
236055 | 01FAY THER | PJM | 201 | 25 | 1204
236056 | 01LITTL SJ | PJM | 201 | 25 | 1204
236057 | 01TEMPL FJ | PJM | 201 | 25 | 1204
236058 | 01STONY PJ | PJM | 201 | 25 | 1204
236059 | 01MATHR DJ | PJM | 201 | 25 | 1204
236060 | 01CARMCL | PJM | 201 | 25 | 1204
236061 | 01HARTLY J | PJM | 201 | 25 | 1204
236062 | 01BOBTWN J | PJM | 201 | 25 | 1204
236063 | 01EIGHT 2B | PJM | 201 | 25 | 1204
236064 | 01PICCO M | PJM | 201 | 25 | 1204
236065 | 01RITCH MJ | PJM | 201 | 25 | 1204
236066 | 01ST SER 3 | PJM | 201 | 25 | 1202
236067 | 01BUCK 3 | PJM | 201 | 25 | 1204
236068 | 01W FIN | PJM | 201 | 25 | 1204
236069 | 01LATIMR | PJM | 201 | 25 | 1202
236070 | 01DUNKARD | PJM | 201 | 25 | 1204
236072 | 01BETTY J | PJM | 201 | 25 | 1204
236073 | 01ROBENA 3 | PJM | 201 | 25 | 1204
236074 | 01NEWTOWN | PJM | 201 | 25 | 1204
236075 | 01SHAN 1S | PJM | 201 | 25 | 1204
236076 | 01ELLSWRTH | PJM | 201 | 25 | 1204
236077 | 01CLARK F | PJM | 201 | 25 | 1204
236078 | 01AA SMOCK | PJM | 201 | 25 | 1204
236079 | 01BUCK 7 | PJM | 201 | 25 | 1204
236080 | 01MASONT | PJM | 201 | 25 | 1204
236081 | 01DONLEY J | PJM | 201 | 25 | 1204
236082 | 01HUFFMN J | PJM | 201 | 25 | 1204
236083 | 01EMRLD 2P | PJM | 201 | 25 | 1204
236084 | 01VESTAB | PJM | 201 | 25 | 1204
236085 | 01BAIL 5AJ | PJM | 201 | 25 | 1204
236086 | 01POINT M | PJM | 201 | 25 | 1204
236087 | 01ZENITH | PJM | 201 | 25 | 1202
236088 | 01BENTLV | PJM | 201 | 25 | 1204
236089 | 01PICCO 5 | PJM | 201 | 25 | 1204
236090 | 01CRUCIB | PJM | 201 | 25 | 1204
236091 | 01AASPRGHL | PJM | 201 | 25 | 1204
236092 | 01CCASNO J | PJM | 201 | 25 | 1204
236093 | 01CUMB 8BL | PJM | 201 | 25 | 1204
236094 | 01GREENB | PJM | 201 | 25 | 1204
236095 | 01PASTOR J | PJM | 201 | 25 | 1204
236096 | 01RUTAN J | PJM | 201 | 25 | 1204
236098 | 01STAHLS | PJM | 201 | 25 | 1202
236099 | 01MILL CKJ | PJM | 201 | 25 | 1202
236100 | 01FT PALMJ | PJM | 201 | 25 | 1202
236101 | 01BLUEST | PJM | 201 | 25 | 1204
236102 | 01N SIDE J | PJM | 201 | 25 | 1202
236103 | 01CARLTN J | PJM | 201 | 25 | 1204
236104 | 01PLEAS HJ | PJM | 201 | 25 | 1204
236105 | 01MAXWEL | PJM | 201 | 25 | 1204
236107 | 01AMAX | PJM | 201 | 25 | 1204
236108 | 01MAXWEL J | PJM | 201 | 25 | 1204
236109 | 01LIMEWD | PJM | 201 | 25 | 1202
236110 | 01WALKER J | PJM | 201 | 25 | 1204
236111 | 01ALICIA | PJM | 201 | 25 | 1204
236112 | 01EIGHT2BJ | PJM | 201 | 25 | 1204
236113 | 01WELLAN | PJM | 201 | 25 | 1204
236118 | 01WASH S | PJM | 201 | 25 | 1204
236119 | 01LANE C J | PJM | 201 | 25 | 1202
236120 | 01N SIDE | PJM | 201 | 25 | 1202
236121 | 01PILK | PJM | 201 | 25 | 1202
236122 | 01PILK J | PJM | 201 | 25 | 1202
236123 | 01FAIRGR J | PJM | 201 | 25 | 1204
236124 | 01COMMR SJ | PJM | 201 | 25 | 1204
236125 | 01RICHEY | PJM | 201 | 25 | 1204
236126 | 01DUQSN 3T | PJM | 201 | 25 | 1204
236127 | 01ROCK AIR | PJM | 201 | 25 | 1204
236128 | 01PLASTL | PJM | 201 | 25 | 1204
236129 | 01ARDEN | PJM | 201 | 25 | 1204
236130 | 01DESHON | PJM | 201 | 25 | 1202
236131 | 01CLIMAX | PJM | 201 | 25 | 1204
236132 | 01MAC PL | PJM | 201 | 25 | 1204
236133 | 01ELLIS J | PJM | 201 | 25 | 1204
236134 | 01PARIS | PJM | 201 | 25 | 1204
236135 | 01HICKOR | PJM | 201 | 25 | 1204
236136 | 01BOVARD J | PJM | 201 | 25 | 1202
236137 | 01GRD STL | PJM | 201 | 25 | 1204
236138 | 01GREEN J | PJM | 201 | 25 | 1204
236139 | 01MARGRT | PJM | 201 | 25 | 1202
236140 | 01GALLAT | PJM | 201 | 25 | 1204
236141 | 01ALPIPC J | PJM | 201 | 25 | 1204
236142 | 01CANONS J | PJM | 201 | 25 | 1204
236143 | 01ANDREW S | PJM | 201 | 25 | 1204
236144 | 01HAZEL J | PJM | 201 | 25 | 1204
236145 | 01FRANCS J | PJM | 201 | 25 | 1204
236146 | 01MONTR 2J | PJM | 201 | 25 | 1204
236147 | 01MORGNZ J | PJM | 201 | 25 | 1204
236148 | 01ENSING J | PJM | 201 | 25 | 1204
236149 | 01FISHER J | PJM | 201 | 25 | 1204
236150 | 01LUCAS J | PJM | 201 | 25 | 1202
236151 | 01BURGET J | PJM | 201 | 25 | 1204
236152 | 01MCDONALD | PJM | 201 | 25 | 1204
236153 | 01FORB S | PJM | 201 | 25 | 1204
236154 | 01HILL CHJ | PJM | 201 | 25 | 1204
236155 | 01MEADOW J | PJM | 201 | 25 | 1204
236156 | 01ANNL BXJ | PJM | 201 | 25 | 1204
236157 | 01RACOON J | PJM | 201 | 25 | 1204
236158 | 01CASTINGS | PJM | 201 | 25 | 1204
236159 | 01N LATRB | PJM | 201 | 25 | 1202
236160 | 01MIDWAY | PJM | 201 | 25 | 1204
236161 | 01CUDDY J | PJM | 201 | 25 | 1204
236162 | 01MCGRW ED | PJM | 201 | 25 | 1204
236163 | 01CCASNO R | PJM | 201 | 25 | 1204
236164 | 01PANCAK | PJM | 201 | 25 | 1204
236165 | 01LINDEN | PJM | 201 | 25 | 1204
236166 | 01EIGHT 4J | PJM | 201 | 25 | 1204
236167 | 01MAYVW J | PJM | 201 | 25 | 1204
236168 | 01FOUR M | PJM | 201 | 25 | 1204
236169 | 01CLAD ML | PJM | 201 | 25 | 1204
236170 | 01EPPLER J | PJM | 201 | 25 | 1204
236171 | 01LIVING J | PJM | 201 | 25 | 1204
236173 | 01DYNAMT | PJM | 201 | 25 | 1204
236174 | 01DUBO LM | PJM | 201 | 25 | 1204
236175 | 01SCI WEST | PJM | 201 | 25 | 1204
236176 | 01COMPOS J | PJM | 201 | 25 | 1204
236177 | 01RITCH M | PJM | 201 | 25 | 1204
236178 | 01RCA | PJM | 201 | 25 | 1204
236179 | 01SUPER V | PJM | 201 | 25 | 1204
236180 | 01HOUSTN25 | PJM | 201 | 25 | 1204
236181 | 01CUMB 8 | PJM | 201 | 25 | 1204
236182 | 01AIR RE1J | PJM | 201 | 25 | 1202
236183 | 01ALPIPC | PJM | 201 | 25 | 1204
236184 | 01DIV RES | PJM | 201 | 25 | 1204
236185 | 01SHADY AJ | PJM | 201 | 25 | 1204
236186 | 01AVELLA J | PJM | 201 | 25 | 1204
236187 | 01THOMAS | PJM | 201 | 25 | 1204
236188 | 01BARNST | PJM | 201 | 25 | 1202
236189 | 01BARNST J | PJM | 201 | 25 | 1202
236190 | 01EAGLE P | PJM | 201 | 25 | 1202
236191 | 01BECK J | PJM | 201 | 25 | 1204
236192 | 01PERRYV | PJM | 201 | 25 | 1202
236193 | 01PERRYV J | PJM | 201 | 25 | 1202
236194 | 01MCCOY J | PJM | 201 | 25 | 1204
236195 | 01MAYVW B | PJM | 201 | 25 | 1204
236196 | 01PERFORM | PJM | 201 | 25 | 1204
236197 | 01DUQSN 3 | PJM | 201 | 25 | 1204
236198 | 01M CHEST | PJM | 201 | 25 | 1202
236199 | 01DESHON J | PJM | 201 | 25 | 1202
236200 | 01GRAHM TJ | PJM | 201 | 25 | 1202
236201 | 01PORTRV | PJM | 201 | 25 | 1202
236202 | 01MARCHZ J | PJM | 201 | 25 | 1204
236203 | 01NA STR | PJM | 201 | 25 | 1202
236204 | 01TRINTY | PJM | 201 | 25 | 1202
236205 | 01COALTOWN | PJM | 201 | 25 | 1202
236206 | 01BRADY B | PJM | 201 | 25 | 1202
236207 | 01SQUAB FJ | PJM | 201 | 25 | 1202
236208 | 01PERRY J | PJM | 201 | 25 | 1204
236209 | 01PAINT SJ | PJM | 201 | 25 | 1202
236211 | 01MERCER | PJM | 201 | 25 | 1202
236212 | 01MARCHZ | PJM | 201 | 25 | 1204
236213 | 01SHERWN | PJM | 201 | 25 | 1202
236214 | 01ARMCO 2 | PJM | 201 | 25 | 1202
236215 | 01RTE 8 J | PJM | 201 | 25 | 1202
236216 | 01HARRSV J | PJM | 201 | 25 | 1202
236217 | 01ZENITH J | PJM | 201 | 25 | 1202
236218 | 01DIAMND S | PJM | 201 | 25 | 1202
236219 | 01AXLE | PJM | 201 | 25 | 1202
236220 | 01WITCO 7 | PJM | 201 | 25 | 1202
236221 | 01LIMEWD J | PJM | 201 | 25 | 1202
236222 | 01N BUTL J | PJM | 201 | 25 | 1202
236223 | 01ATWELL | PJM | 201 | 25 | 1202
236224 | 01BOYER | PJM | 201 | 25 | 1202
236225 | 01CASTLE J | PJM | 201 | 25 | 1202
236226 | 01HILLRD | PJM | 201 | 25 | 1202
236227 | 01CLEARF J | PJM | 201 | 25 | 1202
236228 | 01KAYLOR | PJM | 201 | 25 | 1202
236229 | 01BRUIN J | PJM | 201 | 25 | 1202
236230 | 01BUENA V | PJM | 201 | 25 | 1202
236231 | 01E BUTL | PJM | 201 | 25 | 1202
236232 | 01KRILEY J | PJM | 201 | 25 | 1202
236233 | 01ARMST C | PJM | 201 | 25 | 1202
236234 | 01PETROL J | PJM | 201 | 25 | 1202
236235 | 01MAGNET | PJM | 201 | 25 | 1202
236237 | 01MCBRIDE | PJM | 201 | 25 | 1202
236239 | 01STD PKG | PJM | 201 | 25 | 1202
236240 | 01MAGNET J | PJM | 201 | 25 | 1202
236241 | 01WITCO 5 | PJM | 201 | 25 | 1202
236242 | 01BEAR J | PJM | 201 | 25 | 1202
236243 | 01KAYLOR J | PJM | 201 | 25 | 1202
236244 | 01SHAKLY J | PJM | 201 | 25 | 1202
236245 | 01BEAR CK | PJM | 201 | 25 | 1202
236246 | 01BRADY BJ | PJM | 201 | 25 | 1202
236247 | 01CRAIGV J | PJM | 201 | 25 | 1202
236248 | 01CRABAP J | PJM | 201 | 25 | 1202
236249 | 01E BRAD | PJM | 201 | 25 | 1202
236250 | 01MAC | PJM | 201 | 25 | 1202
236251 | 01PARKER | PJM | 201 | 25 | 1202
236252 | 01MAC J | PJM | 201 | 25 | 1202
236253 | 01TROY H | PJM | 201 | 25 | 1202
236254 | 01BURNS J | PJM | 201 | 25 | 1202
236255 | 01SLIGO | PJM | 201 | 25 | 1202
236256 | 01COMMR S | PJM | 201 | 25 | 1204
236257 | 01BRIDGB J | PJM | 201 | 25 | 1202
236258 | 01ELJER | PJM | 201 | 25 | 1202
236259 | 01ALLISN J | PJM | 201 | 25 | 1202
236260 | 01RIMERB | PJM | 201 | 25 | 1202
236261 | 01LAWSNH J | PJM | 201 | 25 | 1202
236262 | 01COCHR | PJM | 201 | 25 | 1202
236263 | 01YOUNG J | PJM | 201 | 25 | 1202
236264 | 01SHAMBG J | PJM | 201 | 25 | 1202
236265 | 01C&K CL1 | PJM | 201 | 25 | 1202
236266 | 01HUEY 3 | PJM | 201 | 25 | 1202
236267 | 01LAWSNH T | PJM | 201 | 25 | 1202
236268 | 01WIDNON J | PJM | 201 | 25 | 1202
236269 | 01ERVIN I | PJM | 201 | 25 | 1202
236270 | 01TEMPL | PJM | 201 | 25 | 1202
236271 | 01WALTER | PJM | 201 | 25 | 1202
236272 | 01OMEGA | PJM | 201 | 25 | 1204
236273 | 01CURLLS J | PJM | 201 | 25 | 1202
236274 | 01CARWCK J | PJM | 201 | 25 | 1202
236275 | 01BURTNR J | PJM | 201 | 25 | 1202
236277 | 01ELJER J | PJM | 201 | 25 | 1202
236279 | 01BELKNP | PJM | 201 | 25 | 1202
236280 | 01MAFORD | PJM | 201 | 25 | 1202
236281 | 01LEVITT J | PJM | 201 | 25 | 1202
236282 | 01AA GFT J | PJM | 201 | 25 | 1204
236283 | 01M AIRY | PJM | 201 | 25 | 1202
236284 | 01BRANCH | PJM | 201 | 25 | 1202
236285 | 01BEAG CS | PJM | 201 | 25 | 1204
236286 | 01BEAG CSJ | PJM | 201 | 25 | 1204
236287 | 01ZEDIKR | PJM | 201 | 25 | 1204
236288 | 01LIVING | PJM | 201 | 25 | 1204
236289 | 01AIR RE1 | PJM | 201 | 25 | 1202
236291 | 01RM MFR J | PJM | 201 | 25 | 1204
236293 | 01MAJORS J | PJM | 201 | 25 | 1204
236294 | 01EIGHT 7S T | PJM | 201 | 25 | 1204
236295 | 01BEAG BH | PJM | 201 | 25 | 1204
236296 | 01LONG SHJ | PJM | 201 | 25 | 1204
236297 | 01TARGT J | PJM | 201 | 25 | 1204
236298 | 013 NTH S | PJM | 201 | 25 | 1204
236299 | 01STEEL SH | PJM | 201 | 25 | 1204
236300 | 01RM MFR | PJM | 201 | 25 | 1204
236301 | 01SEMINL J | PJM | 201 | 25 | 1202
236302 | 014 SEAS | PJM | 201 | 25 | 1204
236303 | 01WIDNON | PJM | 201 | 25 | 1202
236304 | 01PELIKN | PJM | 201 | 25 | 1202
236305 | 01ENLW 11 | PJM | 201 | 25 | 1204
236306 | 01SUGAR C | PJM | 201 | 25 | 1204
236307 | 01CLEARF | PJM | 201 | 25 | 1202
236308 | 01FS ELLIO | PJM | 201 | 25 | 1202
236309 | 01ENLW E1 | PJM | 201 | 25 | 1204
236310 | 01NEWLA | PJM | 201 | 25 | 1204
236311 | 01PENNSY J | PJM | 201 | 25 | 1204
236312 | 01ENLW E1J | PJM | 201 | 25 | 1204
236313 | 01YOUNGS J | PJM | 201 | 25 | 1202
236314 | 01HALLAM J | PJM | 201 | 25 | 1204
236315 | 01HALLAM | PJM | 201 | 25 | 1204
236316 | 01REED J | PJM | 201 | 25 | 1202
236317 | 01IGO J | PJM | 201 | 25 | 1202
236318 | 01LATRB ML | PJM | 201 | 25 | 1202
236319 | 01ST VINC | PJM | 201 | 25 | 1202
236320 | 01PANDOR | PJM | 201 | 25 | 1202
236321 | 01UNIVER J | PJM | 201 | 25 | 1202
236322 | 01KENNAL | PJM | 201 | 25 | 1202
236323 | 01PELIKN J | PJM | 201 | 25 | 1202
236324 | 01VANADM | PJM | 201 | 25 | 1202
236325 | 01LONG B2 | PJM | 201 | 25 | 1202
236326 | 01LONG B2J | PJM | 201 | 25 | 1202
236327 | 01BRANCH J | PJM | 201 | 25 | 1202
236328 | 01MCKAHN J | PJM | 201 | 25 | 1204
236329 | 01AADUNBAR | PJM | 201 | 25 | 1204
236330 | 01RICE ELE | PJM | 201 | 25 | 1204
236331 | 01LONG FS | PJM | 201 | 25 | 1204
236332 | 01LONG FSJ | PJM | 201 | 25 | 1204
236333 | 01UPS MTR | PJM | 201 | 25 | 1202
236334 | 01HARRSV | PJM | 201 | 25 | 1202
236335 | 01SEWELL | PJM | 201 | 25 | 1202
236336 | 01SEWELL J | PJM | 201 | 25 | 1202
236337 | 01NA STR N J | PJM | 201 | 25 | 1202
236338 | 01SYNTHL | PJM | 201 | 25 | 1204
236339 | 01SYNTHL J | PJM | 201 | 25 | 1204
236340 | 01ALL MIN | PJM | 201 | 25 | 1202
236341 | 01ENLW C2 | PJM | 201 | 25 | 1204
236343 | 01JACOB | PJM | 201 | 25 | 1204
236344 | 01SHAMBG | PJM | 201 | 25 | 1202
236345 | 01S PRIS2 | PJM | 201 | 25 | 1204
236346 | 01S PRIS2J | PJM | 201 | 25 | 1204
236347 | 01ANNAND J | PJM | 201 | 25 | 1202
236348 | 01WAYNE J | PJM | 201 | 25 | 1204
236349 | 01W FREEDM | PJM | 201 | 25 | 1202
236350 | 01HILLMA | PJM | 201 | 25 | 1204
236351 | 01BROWN D | PJM | 201 | 25 | 1204
236352 | 01BROWN DJ | PJM | 201 | 25 | 1204
236353 | 01LABELL | PJM | 201 | 25 | 1204
236354 | 01LABELL J | PJM | 201 | 25 | 1204
236355 | 01E MILL | PJM | 201 | 25 | 1204
236356 | 01E MILL J | PJM | 201 | 25 | 1204
236358 | 01RUTAN | PJM | 201 | 25 | 1204
236359 | 01BAIL 5A | PJM | 201 | 25 | 1204
236360 | 01WINF LS | PJM | 201 | 25 | 1202
236361 | 01WINF LSJ | PJM | 201 | 25 | 1202
236362 | 01BAIL 7B J | PJM | 201 | 25 | 1204
236363 | 01BAIL12BJ | PJM | 201 | 25 | 1204
236364 | 01FOREEOIL | PJM | 201 | 25 | 1204
236365 | 01EMRLD 8 | PJM | 201 | 25 | 1204
236366 | 01EMRLD 8J | PJM | 201 | 25 | 1204
236367 | 01MON VW | PJM | 201 | 25 | 1204
236368 | 01MON VW J | PJM | 201 | 25 | 1204
236369 | 01LOCK 8 | PJM | 201 | 25 | 1204
236370 | 01LOCK 8J | PJM | 201 | 25 | 1204
236371 | 01BRIDGB | PJM | 201 | 25 | 1202
236372 | 01HILLCK | PJM | 201 | 25 | 1204
236373 | 01FAIRCHIP T | PJM | 201 | 25 | 1204
236374 | 01ARENSB | PJM | 201 | 25 | 1204
236375 | 01HILLCK J | PJM | 201 | 25 | 1204
236377 | 01LUKE PL | PJM | 201 | 25 | 1204
236378 | 01LUKE | PJM | 201 | 25 | 1204
236379 | 01TAYLR | PJM | 201 | 25 | 1204
236380 | 01W FIN P | PJM | 201 | 25 | 1204
236381 | 01HAZEL 2 | PJM | 201 | 25 | 1204
236382 | 01EMRLD 4J | PJM | 201 | 25 | 1204
236383 | 01PENN PL | PJM | 201 | 25 | 1204
236384 | 01LEMLEY J | PJM | 201 | 25 | 1204
236385 | 01CUMB 7DW | PJM | 201 | 25 | 1204
236386 | 01CUMB 8J | PJM | 201 | 25 | 1204
236387 | 01EMRLD6BJ | PJM | 201 | 25 | 1204
236388 | 01MASON J | PJM | 201 | 25 | 1204
236389 | 01EMRLD 7 | PJM | 201 | 25 | 1204
236390 | 01EMRLD 7J | PJM | 201 | 25 | 1204
236391 | 01CUMB 3 | PJM | 201 | 25 | 1204
236392 | 01CUMB 3J | PJM | 201 | 25 | 1204
236393 | 01TARGET 2 J | PJM | 201 | 25 | 1204
236394 | 01JOHN | PJM | 201 | 25 | 1204
236395 | 01JOHN J | PJM | 201 | 25 | 1204
236396 | 01MATHR D | PJM | 201 | 25 | 1204
236397 | 01CUMB 6 | PJM | 201 | 25 | 1204
236398 | 01CUMB 6J | PJM | 201 | 25 | 1204
236399 | 01RUFF | PJM | 201 | 25 | 1204
236400 | 01MEADW R | PJM | 201 | 25 | 1204
236401 | 01NA STR S J | PJM | 201 | 25 | 1202
236402 | 01TITUS MINE | PJM | 201 | 25 | 1204
236403 | 01DOOLEYRN+ | PJM | 201 | 25 | 1204
236405 | 01ROBNSN J | PJM | 201 | 25 | 1204
236406 | 01MEADOW | PJM | 201 | 25 | 1204
236407 | 01MCCALM25 | PJM | 201 | 25 | 1202
236408 | 01MCCALM J | PJM | 201 | 25 | 1202
236409 | 01CHEMCL J | PJM | 201 | 25 | 1202
236410 | 01AEG | PJM | 201 | 25 | 1204
236411 | 01TREVSK | PJM | 201 | 25 | 1204
236412 | 01FT PTB | PJM | 201 | 25 | 1204
236413 | 01ENSING | PJM | 201 | 25 | 1204
236414 | 01PERRYM | PJM | 201 | 25 | 1204
236415 | 01MCADAM J | PJM | 201 | 25 | 1204
236416 | 01ANNL BX | PJM | 201 | 25 | 1204
236417 | 01JESS J | PJM | 201 | 25 | 1204
236418 | 01HAYES J | PJM | 201 | 25 | 1204
236419 | 01CALDW J | PJM | 201 | 25 | 1204
236420 | 01JESS S | PJM | 201 | 25 | 1204
236421 | 01BURGET | PJM | 201 | 25 | 1204
236422 | 01CLEMEN | PJM | 201 | 25 | 1202
236423 | 01RUBBR R | PJM | 201 | 25 | 1204
236424 | 01SUPER VJ | PJM | 201 | 25 | 1204
236425 | 01DYNAMT T | PJM | 201 | 25 | 1204
236426 | 01UNION E FU | PJM | 201 | 25 | 1204
236427 | 01CUMB 4 B | PJM | 201 | 25 | 1204
236428 | 01MAYVW C | PJM | 201 | 25 | 1204
236429 | 01EMRLD 6B | PJM | 201 | 25 | 1204
236430 | 01BEAG BHJ | PJM | 201 | 25 | 1204
236431 | 01CUMB 7J | PJM | 201 | 25 | 1204
236432 | 01CUMB 7&B | PJM | 201 | 25 | 1204
236433 | 01WABCO | PJM | 201 | 25 | 1202
236434 | 01ALVERT | PJM | 201 | 25 | 1204
236435 | 01MURRYV25 | PJM | 201 | 25 | 1202
236436 | 01GEN TIRE | PJM | 201 | 25 | 1202
236437 | 01STEMWR | PJM | 201 | 25 | 1202
236438 | 01STEMWR J | PJM | 201 | 25 | 1202
236439 | 01BALLAN J | PJM | 201 | 25 | 1202
236440 | 01CLEMEN J | PJM | 201 | 25 | 1202
236441 | 01BYERL C | PJM | 201 | 25 | 1202
236442 | 01FS ELLIO T | PJM | 201 | 25 | 1202
236443 | 01AMI DODJ | PJM | 201 | 25 | 1202
236444 | 01MSA | PJM | 201 | 25 | 1202
236445 | 01THERML I | PJM | 201 | 25 | 1202
236446 | 01CUSTM W | PJM | 201 | 25 | 1202
236447 | 01CUSTM WJ | PJM | 201 | 25 | 1202
236448 | 01TEX E1 | PJM | 201 | 25 | 1202
236449 | 01OWENS I | PJM | 201 | 25 | 1202
236450 | 01OWENS IJ | PJM | 201 | 25 | 1202
236451 | 01NELSN 3J | PJM | 201 | 25 | 1204
236452 | 01ELLIO M | PJM | 201 | 25 | 1202
236453 | 01VALLE L | PJM | 201 | 25 | 1202
236454 | 01VALLE LJ | PJM | 201 | 25 | 1202
236455 | 01NELSN3&4 | PJM | 201 | 25 | 1204
236456 | 01ACCO | PJM | 201 | 25 | 1202
236457 | 01PENN 25 | PJM | 201 | 25 | 1202
236458 | 01CLASIC | PJM | 201 | 25 | 1202
236459 | 01CLASIC J | PJM | 201 | 25 | 1202
236460 | 01BARCLY J | PJM | 201 | 25 | 1204
236461 | 01S HILLS GA | PJM | 201 | 25 | 1204
236462 | 01S HILLS G | PJM | 201 | 25 | 1204
236463 | 01SYNFL J | PJM | 201 | 25 | 1204
236464 | 01KENNAM J | PJM | 201 | 25 | 1202
236465 | 01LONG B | PJM | 201 | 25 | 1202
236466 | 01GUTCH H | PJM | 201 | 25 | 1202
236467 | 01GUTCH HJ | PJM | 201 | 25 | 1202
236468 | 01FORGE J | PJM | 201 | 25 | 1202
236470 | 01MEASON | PJM | 201 | 25 | 1204
236471 | 01MEASON J | PJM | 201 | 25 | 1204
236472 | 01SENSUS | PJM | 201 | 25 | 1204
236473 | 01MAWEST | PJM | 201 | 25 | 1204
236474 | 01SUMMIT | PJM | 201 | 25 | 1204
236475 | 01SUMMIT T | PJM | 201 | 25 | 1204
236476 | 01HENRY C | PJM | 201 | 25 | 1204
236477 | 01ANCHR H | PJM | 201 | 25 | 1204
236478 | 01ANCHR G | PJM | 201 | 25 | 1204
236479 | 01LAUREL | PJM | 201 | 25 | 1204
236480 | 01DOANNEPC | PJM | 201 | 25 | 1204
236481 | 01DURAL | PJM | 201 | 25 | 1204
236482 | 01DURAL EJ | PJM | 201 | 25 | 1204
236484 | 01JOURDN | PJM | 201 | 25 | 1204
236485 | 01SCRW&B | PJM | 201 | 25 | 1204
236486 | 01NELSN S | PJM | 201 | 25 | 1204
236487 | 01NELSN 2 | PJM | 201 | 25 | 1204
236488 | 01ICMI | PJM | 201 | 25 | 1204
236489 | 01M BRADD | PJM | 201 | 25 | 1204
236490 | 01COOKS T | PJM | 201 | 25 | 1202
236491 | 01SOMRST | PJM | 201 | 25 | 1204
236492 | 01SOMRST J | PJM | 201 | 25 | 1204
236493 | 01GREENHILL+ | PJM | 201 | 25 | 1204
236494 | 01GREEN HILL | PJM | 201 | 25 | 1204
236495 | 01GLASSM | PJM | 201 | 25 | 1202
236496 | 01GLASSM J | PJM | 201 | 25 | 1202
236497 | 01AIR PR | PJM | 201 | 25 | 1202
236498 | 01AIR PR2 | PJM | 201 | 25 | 1202
236499 | 01BUCKTN | PJM | 201 | 25 | 1204
236500 | 01GREEND J | PJM | 201 | 25 | 1202
236501 | 01DANA 4 W | PJM | 201 | 25 | 1202
236502 | 01HYDE PK | PJM | 201 | 25 | 1202
236503 | 01VANSEW | PJM | 201 | 25 | 1202
236504 | 01KISKI DT | PJM | 201 | 25 | 1202
236505 | 01SLATE L | PJM | 201 | 25 | 1202
236506 | 01SLATE LJ | PJM | 201 | 25 | 1202
236507 | 01RECMIX | PJM | 201 | 25 | 1202
236508 | 01RECMIX J | PJM | 201 | 25 | 1202
236509 | 01LEMIK J | PJM | 201 | 25 | 1202
236510 | 01TRACY L | PJM | 201 | 25 | 1202
236511 | 01TRACY LJ | PJM | 201 | 25 | 1202
236513 | 01MARCO 2 | PJM | 201 | 25 | 1202
236514 | 01STONEYLO | PJM | 201 | 25 | 1202
236515 | 01STONEYL J | PJM | 201 | 25 | 1202
236516 | 01BRAEB S | PJM | 201 | 25 | 1202
236517 | 01KNOCH J | PJM | 201 | 25 | 1202
236518 | 01BOIL SPJ | PJM | 201 | 25 | 1202
236519 | 01BALLFD J | PJM | 201 | 25 | 1202
236520 | 01BAIRDF | PJM | 201 | 25 | 1202
236521 | 01HARMR 4 | PJM | 201 | 25 | 1202
236522 | 01PILK 2 | PJM | 201 | 25 | 1202
236523 | 01WDPWR_K20 | PJM | 201 | 25 | 1202
236524 | 01CASTLE R | PJM | 201 | 25 | 1202
236525 | 01HIGH Q T | PJM | 201 | 25 | 1204
236526 | 01HIGH Q C | PJM | 201 | 25 | 1204
236527 | 01LOGANS T | PJM | 201 | 25 | 1202
236528 | 01LOGANSPT | PJM | 201 | 25 | 1202
236529 | 01ANKROM T | PJM | 201 | 25 | 1204
236530 | 01MILL RUN | PJM | 201 | 25 | 1204
236531 | 01CUMB 6 T | PJM | 201 | 25 | 1204
236532 | 01AVELLA | PJM | 201 | 25 | 1204
236533 | 01SBEND BJ | PJM | 201 | 25 | 1202
236534 | 01IDAHO | PJM | 201 | 25 | 1202
236535 | 01SBEND BU | PJM | 201 | 25 | 1202
236536 | 01SBEND SS | PJM | 201 | 25 | 1202
236537 | 01JANE P T | PJM | 201 | 25 | 1202
236538 | 01JANE PMP | PJM | 201 | 25 | 1202
236539 | 01ANKROM | PJM | 201 | 25 | 1204
236540 | 01GLOBAL B | PJM | 201 | 25 | 1202
236541 | 01LRL AG J | PJM | 201 | 25 | 1204
236542 | 01LRL AGGR | PJM | 201 | 25 | 1204
236543 | 01BUCK ST | PJM | 201 | 25 | 1204
236544 | 01COKEBURG | PJM | 201 | 25 | 1204
236546 | 01MCKAHAN | PJM | 201 | 25 | 1204
236547 | 01CUMB 7 B | PJM | 201 | 25 | 1204
236548 | 01COAL GAS | PJM | 201 | 25 | 1204
236549 | 01CUMB 7 T | PJM | 201 | 25 | 1204
236551 | 01FORDYCE | PJM | 201 | 25 | 1204
236552 | 01CHUCKS H | PJM | 201 | 25 | 1204
236553 | 01LONG F BL | PJM | 201 | 25 | 1204
236554 | 01CUMB 6 B | PJM | 201 | 25 | 1204
236555 | 01SHIREOAK | PJM | 201 | 25 | 1204
236556 | 01I MT N J | PJM | 201 | 25 | 1202
236557 | 01IRON MTN | PJM | 201 | 25 | 1202
236558 | 01I MT S J | PJM | 201 | 25 | 1202
236559 | 01WATKIN R T | PJM | 201 | 25 | 1204
236560 | 01ELSUPP T | PJM | 201 | 25 | 1204
236561 | 01RB SLATE | PJM | 201 | 25 | 1202
236562 | 01CALTECHJ | PJM | 201 | 25 | 1204
236564 | 01BSHAFT J | PJM | 201 | 25 | 1204
236565 | 01NELSN 5 | PJM | 201 | 25 | 1204
236566 | 01MIDA | PJM | 201 | 25 | 1204
236567 | 01FLORAL T | PJM | 201 | 25 | 1204
236568 | 01AA GRD F | PJM | 201 | 25 | 1204
236569 | 01GREEN PL | PJM | 201 | 25 | 1204
236570 | 01W BLEEDR | PJM | 201 | 25 | 1204
236571 | 01S P PUMP | PJM | 201 | 25 | 1204
236572 | 01REDDS ML | PJM | 201 | 25 | 1204
236573 | 01SNYDERS A | PJM | 201 | 25 | 1204
236574 | 01CUMB5 BL | PJM | 201 | 25 | 1204
236575 | 01B & W T | PJM | 201 | 25 | 1202
236576 | 01KEYS WAT | PJM | 201 | 25 | 1202
236577 | 01BAB & WIL | PJM | 201 | 25 | 1202
236578 | 01GRABLE_P34 | PJM | 201 | 25 | 1202
236579 | 01GLACIAL | PJM | 201 | 25 | 1202
236580 | 01GLACIL T | PJM | 201 | 25 | 1202
236581 | 01SOL PWR | PJM | 201 | 25 | 1204
236582 | 01SOL P TP | PJM | 201 | 25 | 1204
236583 | 01MIDA TAP | PJM | 201 | 25 | 1204
236584 | 01STEEL S2 | PJM | 201 | 25 | 1204
236585 | 01TAVERN J | PJM | 201 | 25 | 1204
236586 | 01I MTN 3 | PJM | 201 | 25 | 1202
236587 | 01I MTN 3 N | PJM | 201 | 25 | 1202
236588 | 01I MTN 3 S | PJM | 201 | 25 | 1202
236589 | 01CUMB 9 T | PJM | 201 | 25 | 1204
236590 | 01CUMB 9 | PJM | 201 | 25 | 1204
236591 | 01WATKINS RU | PJM | 201 | 25 | 1204
236592 | 01SHARPNAC H | PJM | 201 | 25 | 1204
236593 | 01UNION E MI | PJM | 201 | 25 | 1204
236594 | 01BIG SIX | PJM | 201 | 25 | 1204
236595 | 01CATALYST | PJM | 201 | 25 | 1204
236596 | 01ACKLEY CRK | PJM | 201 | 25 | 1204
236597 | 01FLETCHER R | PJM | 201 | 25 | 1204
236599 | 01GOMULKA B | PJM | 201 | 25 | 1204
236600 | 01HUNTBELT+ | PJM | 201 | 25 | 1204
236601 | 01HUNT BELT | PJM | 201 | 25 | 1204
236602 | 01LONGVIEW S | PJM | 201 | 25 | 1204
236603 | 01RV TIE 1 | PJM | 201 | 25 | 1202
236604 | 01RV TIE 2 | PJM | 201 | 25 | 1202
236605 | 01BRED 51 52 | PJM | 201 | 25 | 1202
236606 | 01BRED 51 JC | PJM | 201 | 25 | 1202
236607 | 01BRED 52 JC | PJM | 201 | 25 | 1202
236608 | 01MEPCO W I | PJM | 201 | 25 | 1204
236609 | 01MEPCLWI+ | PJM | 201 | 25 | 1204
236611 | 01VIPER DOCK | PJM | 201 | 25 | 1204
236612 | 01MEPCO W T | PJM | 201 | 25 | 1204
236613 | 01AMI DODUCO | PJM | 201 | 25 | 1202
236614 | 01MARKWEST 1 | PJM | 201 | 25 | 1204
236616 | 01EMRLD 9 TA | PJM | 201 | 25 | 1204
236617 | 01EMRLD 9 | PJM | 201 | 25 | 1204
236618 | 01MCQUAY TAP | PJM | 201 | 25 | 1204
236619 | 01STRINGTOWN | PJM | 201 | 25 | 1204
236620 | 01CARBIDIE T | PJM | 201 | 25 | 1202
236621 | 01EISENHOWER | PJM | 201 | 25 | 1204
236622 | 01GLEMBA RD | PJM | 201 | 25 | 1204
236623 | 01ARONA H JC | PJM | 201 | 25 | 1202
236624 | 01ARONA Y JC | PJM | 201 | 25 | 1202
236626 | 01DOOLEY RUN | PJM | 201 | 25 | 1204
236627 | 01MCQUAY MTR | PJM | 201 | 25 | 1204
236628 | 01VECCHIO CM | PJM | 201 | 25 | 1204
236629 | 01502 JCT SS | PJM | 201 | 25 | 1204
236631 | 01EQUIT GATH | PJM | 201 | 25 | 1204
236632 | 01BAIL 14C P | PJM | 201 | 25 | 1204
236633 | 01CNX GAS WH | PJM | 201 | 25 | 1204
236634 | 01CNSL BELTL | PJM | 201 | 25 | 1204
236635 | 01LINDE GAS | PJM | 201 | 25 | 1202
236636 | 01CARBIDIE | PJM | 201 | 25 | 1202
236637 | 01CURTIS WRI | PJM | 201 | 25 | 1202
236638 | 01ATLAS PIPE | PJM | 201 | 25 | 1204
236639 | 01CUMB 10 | PJM | 201 | 25 | 1204
236640 | 01CALVIN R T | PJM | 201 | 25 | 1204
236641 | 01CALVIN RUN | PJM | 201 | 25 | 1204
236642 | 01GH TIE 1 | PJM | 201 | 25 | 1204
236643 | 01GH TIE 2 | PJM | 201 | 25 | 1204
236644 | 01SNYDERS AG | PJM | 201 | 25 | 1204
236645 | 01BAIL 1A TA | PJM | 201 | 25 | 1204
236646 | 01BAIL 1A | PJM | 201 | 25 | 1204
236647 | 01ECA TAP | PJM | 201 | 25 | 1204
236648 | 01SHAMROCK T | PJM | 201 | 25 | 1204
236649 | 01SHAMROCK | PJM | 201 | 25 | 1204
236650 | 01ELLIO 3 T | PJM | 201 | 25 | 1202
236652 | 01CRAIG T SW | PJM | 201 | 25 | 1204
236653 | 01CRAIG MTR | PJM | 201 | 25 | 1204
236655 | 01MARKWEST 3 | PJM | 201 | 25 | 1204
236656 | 01LCT_NRG | PJM | 201 | 25 | 1204
236657 | 01EQSUNRISE+ | PJM | 201 | 25 | 1204
236658 | 01EQ SUNRISE | PJM | 201 | 25 | 1204
236659 | 01MANIFOLD T | PJM | 201 | 25 | 1204
236660 | 01MANIFOLD 2 | PJM | 201 | 25 | 1204
236661 | 01CANESTRAL+ | PJM | 201 | 25 | 1204
236662 | 01CANESTRALE | PJM | 201 | 25 | 1204
236663 | 01I MTN 4 | PJM | 201 | 25 | 1202
236664 | 013 RIV AGGR | PJM | 201 | 25 | 1202
236665 | 01MW RAIL+ | PJM | 201 | 25 | 1204
236667 | 01MEPCO BP | PJM | 201 | 25 | 1204
236669 | 01ELRAMA_PS | PJM | 201 | 25 | 1204
236670 | 01CNX_BR | PJM | 201 | 25 | 1204
236672 | 01WINDYRD | PJM | 201 | 25 | 1202
236673 | 01MCCORMICK | PJM | 201 | 25 | 1202
236674 | 01WELLING | PJM | 201 | 25 | 1202
236675 | 01MW DEETH | PJM | 201 | 25 | 1204
236680 | 01BREEZEWO | PJM | 201 | 34.5 | 1204
236681 | 01EMMAVILL | PJM | 201 | 34.5 | 1204
236682 | 01FT. LOUD | PJM | 201 | 34.5 | 1204
236683 | 01LEMASTER | PJM | 201 | 34.5 | 1204
236687 | 01WHITETAI | PJM | 201 | 34.5 | 1204
236688 | 01LICKN CK | PJM | 201 | 34.5 | 1204
236689 | 01PURCEL J | PJM | 201 | 34.5 | 1204
236690 | 01CLEARV J | PJM | 201 | 34.5 | 1204
236691 | 01CLEARVIL | PJM | 201 | 34.5 | 1204
236692 | 01SNOWMAKR | PJM | 201 | 34.5 | 1204
236695 | 01PATHVALLEY | PJM | 201 | 34.5 | 1204
236700 | 01SGL CARB | PJM | 201 | 46 | 1202
236701 | 01MG INDUSTR | PJM | 201 | 46 | 1202
236703 | 01MOTION C | PJM | 201 | 46 | 1202
236704 | 01SCIBENNER | PJM | 201 | 46 | 1202
236705 | 01SINTR M | PJM | 201 | 46 | 1202
236706 | 01SINTR MJ | PJM | 201 | 46 | 1202
236709 | 01HAZELH J | PJM | 201 | 46 | 1202
236712 | 01ATHERTON | PJM | 201 | 46 | 1202
236713 | 01WHITEH | PJM | 201 | 46 | 1204
236714 | 01ORCHD R | PJM | 201 | 46 | 1202
236715 | 01PATTERSN | PJM | 201 | 46 | 1202
236716 | 01BOALSB | PJM | 201 | 46 | 1202
236717 | 01PORT MA | PJM | 201 | 46 | 1202
236718 | 01S COLLEG | PJM | 201 | 46 | 1202
236719 | 01SHILOH | PJM | 201 | 46 | 1202
236720 | 01FOWLER | PJM | 201 | 46 | 1202
236721 | 01ERIE J | PJM | 201 | 46 | 1202
236722 | 01DONUT J | PJM | 201 | 46 | 1202
236723 | 01CENTRE H | PJM | 201 | 46 | 1202
236724 | 01SPRNG M | PJM | 201 | 46 | 1202
236725 | 01CORN NIT | PJM | 201 | 46 | 1202
236726 | 01SCOTIA | PJM | 201 | 46 | 1202
236727 | 01THOMPS F | PJM | 201 | 46 | 1202
236728 | 01BRUSH J | PJM | 201 | 46 | 1202
236729 | 01HUNTER J | PJM | 201 | 46 | 1202
236730 | 01BELLEF | PJM | 201 | 46 | 1202
236731 | 01ROCKVW J | PJM | 201 | 46 | 1202
236733 | 01FILLMR | PJM | 201 | 46 | 1202
236734 | 01PLEAS GP | PJM | 201 | 46 | 1202
236735 | 01MADISB J | PJM | 201 | 46 | 1202
236737 | 01BUSH J | PJM | 201 | 46 | 1202
236738 | 01WARNER | PJM | 201 | 46 | 1202
236739 | 01FISHBN J | PJM | 201 | 46 | 1202
236740 | 01HOYS C J | PJM | 201 | 46 | 1202
236741 | 01QUARRY | PJM | 201 | 46 | 1202
236742 | 01TEX E3 | PJM | 201 | 46 | 1202
236743 | 01PURDUE J | PJM | 201 | 46 | 1202
236744 | 01NA GYPS | PJM | 201 | 46 | 1202
236746 | 01CERRO 4 | PJM | 201 | 46 | 1202
236747 | 01STONE J | PJM | 201 | 46 | 1202
236748 | 01NITT | PJM | 201 | 46 | 1202
236749 | 01HOWARD | PJM | 201 | 46 | 1202
236750 | 01MILLHM | PJM | 201 | 46 | 1202
236751 | 01CERRO 5 | PJM | 201 | 46 | 1202
236752 | 01HOWARD J | PJM | 201 | 46 | 1202
236753 | 01TANNEY J | PJM | 201 | 46 | 1202
236754 | 01BEECH C | PJM | 201 | 46 | 1202
236755 | 01JACKSV J | PJM | 201 | 46 | 1202
236757 | 01MACKEYVLE | PJM | 201 | 46 | 1202
236758 | 01NITT 2 | PJM | 201 | 46 | 1202
236759 | 01LAMAR J | PJM | 201 | 46 | 1202
236761 | 01DAGUSC | PJM | 201 | 46 | 1202
236762 | 01ESHBH R | PJM | 201 | 46 | 1202
236764 | 01WILCOX | PJM | 201 | 46 | 1202
236765 | 01KANE | PJM | 201 | 46 | 1202
236766 | 01MDF | PJM | 201 | 46 | 1202
236767 | 01ST MARYS | PJM | 201 | 46 | 1202
236768 | 01MDF J | PJM | 201 | 46 | 1202
236769 | 01SIDEHL J | PJM | 201 | 46 | 1202
236770 | 01SMITHF S | PJM | 201 | 46 | 1202
236771 | 01STACKP J | PJM | 201 | 46 | 1202
236772 | 01KRUG J | PJM | 201 | 46 | 1202
236773 | 01KERSEY | PJM | 201 | 46 | 1202
236774 | 01M JEW | PJM | 201 | 46 | 1202
236775 | 01BLACK MAGI | PJM | 201 | 46 | 1202
236777 | 01HELEN MILL | PJM | 201 | 46 | 1202
236778 | 01WEEDVLLE | PJM | 201 | 46 | 1202
236779 | 01MARVINDL | PJM | 201 | 46 | 1202
236780 | 01CARBNE | PJM | 201 | 46 | 1202
236781 | 01EMPORIUM | PJM | 201 | 46 | 1202
236782 | 01AUSTIN | PJM | 201 | 46 | 1202
236783 | 01TRI-CNTY | PJM | 201 | 46 | 1202
236784 | 01MINA J | PJM | 201 | 46 | 1202
236785 | 01ROULET | PJM | 201 | 46 | 1202
236787 | 01SGL CB JCT | PJM | 201 | 46 | 1202
236788 | 01LARCH SJ | PJM | 201 | 46 | 1202
236790 | 01DRIFTWD | PJM | 201 | 46 | 1202
236791 | 01PRESS MJ | PJM | 201 | 46 | 1202
236792 | 01MASCOT J | PJM | 201 | 46 | 1202
236793 | 01MASCOT | PJM | 201 | 46 | 1202
236794 | 01SYLVANIA | PJM | 201 | 46 | 1202
236795 | 01MG IND JCT | PJM | 201 | 46 | 1202
236797 | 01PURE CB | PJM | 201 | 46 | 1202
236798 | 01LARCH S | PJM | 201 | 46 | 1202
236799 | 01CONEV | PJM | 201 | 46 | 1202
236800 | 01GRIFFH | PJM | 201 | 46 | 1202
236801 | 01GRIFFH J | PJM | 201 | 46 | 1202
236803 | 01ZIEBAR J | PJM | 201 | 46 | 1202
236804 | 01PRESS M | PJM | 201 | 46 | 1202
236805 | 01MAMAT | PJM | 201 | 46 | 1202
236806 | 01CARB GPH | PJM | 201 | 46 | 1202
236807 | 01HUTCHN | PJM | 201 | 46 | 1202
236808 | 01ADELPH J | PJM | 201 | 46 | 1202
236809 | 01E END | PJM | 201 | 46 | 1202
236810 | 01ROCKVW | PJM | 201 | 46 | 1202
236811 | 01ERIE | PJM | 201 | 46 | 1202
236813 | 01MILES 6 | PJM | 201 | 46 | 1202
236815 | 01AQUA PEN | PJM | 201 | 46 | 1202
236818 | 01ADELPHIA | PJM | 201 | 46 | 1202
236819 | 01ZION | PJM | 201 | 46 | 1202
236820 | 01MARSH J | PJM | 201 | 46 | 1202
236821 | 01MARSH J2 | PJM | 201 | 46 | 1202
236822 | 01PARKV R | PJM | 201 | 46 | 1202
236823 | 01PARKV RJ | PJM | 201 | 46 | 1202
236825 | 01CURTIN J | PJM | 201 | 46 | 1202
236826 | 01GREENT J | PJM | 201 | 46 | 1204
236827 | 01GREENTRE | PJM | 201 | 46 | 1202
236844 | 01ROCHEV+ | PJM | 201 | 138 | 1201
236845 | 01BR_BAT_M24 | PJM | 201 | 34.5 | 1201
236846 | 01HUGLERUN+ | PJM | 201 | 138 | 1201
236849 | 01ANTERO | PJM | 201 | 34.5 | 1201
236850 | 01MILLFALT | PJM | 201 | 23 | 1201
236851 | 01GRANVP T | PJM | 201 | 23 | 1201
236852 | 01GRANVL P | PJM | 201 | 23 | 1201
236853 | 01JELD WEN | PJM | 201 | 23 | 1201
236854 | 01BROWN EQ | PJM | 201 | 23 | 1201
236855 | 01ANCHOR H | PJM | 201 | 23 | 1201
236856 | 01ARBUT P | PJM | 201 | 23 | 1201
236857 | 01DOLA | PJM | 201 | 23 | 1201
236858 | 01WVU REC T | PJM | 201 | 23 | 1201
236859 | 01WVU REC | PJM | 201 | 23 | 1201
236860 | 01SW 353 T | PJM | 201 | 23 | 1201
236862 | 01PREC C | PJM | 201 | 23 | 1201
236863 | 01STEALY | PJM | 201 | 23 | 1201
236864 | 01SW 509 T | PJM | 201 | 23 | 1201
236865 | 01SW 351 T | PJM | 201 | 23 | 1201
236866 | 01SW 381 T | PJM | 201 | 23 | 1201
236867 | 01SW 412 T | PJM | 201 | 23 | 1201
236868 | 01WILES H | PJM | 201 | 23 | 1201
236869 | 01BARBOUR | PJM | 201 | 23 | 1201
236870 | 01EMERG S | PJM | 201 | 23 | 1201
236871 | 01EMERG ST | PJM | 201 | 23 | 1201
236873 | 01VIRG AVT | PJM | 201 | 23 | 1201
236874 | 01BONICA R | PJM | 201 | 23 | 1201
236875 | 01BRAVE | PJM | 201 | 23 | 1204
236879 | 01FAIRMONT | PJM | 201 | 23 | 1201
236881 | 01FED 2 | PJM | 201 | 23 | 1201
236882 | 01FETTY | PJM | 201 | 23 | 1201
236883 | 01SCRAF T | PJM | 201 | 23 | 1201
236884 | 01GARDEN L | PJM | 201 | 23 | 1201
236885 | 01HIGHLW | PJM | 201 | 23 | 1201
236886 | 01HIGHLW T | PJM | 201 | 23 | 1201
236887 | 01HUTCHNSN | PJM | 201 | 23 | 1201
236888 | 01PHARH RUN | PJM | 201 | 23 | 1201
236889 | 01MANNGTON | PJM | 201 | 23 | 1201
236891 | 01MONONG T | PJM | 201 | 23 | 1201
236892 | 01PAW PAW | PJM | 201 | 23 | 1201
236893 | 01SW 88 JT | PJM | 201 | 23 | 1201
236894 | 01PHILIPPI | PJM | 201 | 23 | 1201
236895 | 01RAGTOWN | PJM | 201 | 23 | 1201
236897 | 01VIRG AV | PJM | 201 | 23 | 1201
236898 | 01WVUDWNT1 | PJM | 201 | 23 | 1201
236899 | 01SCRAF | PJM | 201 | 23 | 1201
236900 | 01BOOTH | PJM | 201 | 23 | 1201
236901 | 01BOWLBY | PJM | 201 | 23 | 1201
236902 | 01COBUN C | PJM | 201 | 23 | 1201
236903 | 01CORE | PJM | 201 | 23 | 1201
236904 | 01DENTS RT | PJM | 201 | 23 | 1201
236906 | 01DENTS R | PJM | 201 | 23 | 1201
236907 | 01DAVIS E | PJM | 201 | 23 | 1201
236908 | 01GE CHEM | PJM | 201 | 23 | 1201
236909 | 01GEORGT | PJM | 201 | 23 | 1201
236910 | 01WVU 137 JC | PJM | 201 | 23 | 1201
236911 | 01GUSTON R | PJM | 201 | 23 | 1201
236912 | 01HARMNY | PJM | 201 | 23 | 1201
236913 | 01INDIAN CRE | PJM | 201 | 23 | 1201
236914 | 01KELLY CT | PJM | 201 | 23 | 1201
236915 | 01KELLY C | PJM | 201 | 23 | 1201
236916 | 01MONONG | PJM | 201 | 23 | 1201
236917 | 01MORGANTW | PJM | 201 | 23 | 1201
236918 | 01NIOSH | PJM | 201 | 23 | 1201
236921 | 01WVUDWNT2 | PJM | 201 | 23 | 1201
236922 | 01SABRTN J | PJM | 201 | 23 | 1201
236923 | 01SCRAF AT | PJM | 201 | 23 | 1201
236924 | 01WVU 157 JC | PJM | 201 | 23 | 1201
236925 | 01WVU COL | PJM | 201 | 23 | 1201
236926 | 01TOMS R T | PJM | 201 | 23 | 1201
236928 | 01MEA | PJM | 201 | 23 | 1201
236929 | 01RAPIDTRNDS | PJM | 201 | 23 | 1201
236930 | 01MED CENT | PJM | 201 | 23 | 1201
236931 | 01EQUITRAN | PJM | 201 | 23 | 1201
236932 | 01WVU STA | PJM | 201 | 23 | 1201
236933 | 01AVERY S | PJM | 201 | 23 | 1201
236934 | 01AVERY ST | PJM | 201 | 23 | 1201
236935 | 01BELLEVL | PJM | 201 | 23 | 1201
236936 | 01CORN GL | PJM | 201 | 23 | 1201
236937 | 01MYLAN | PJM | 201 | 23 | 1201
236938 | 01GRAND C | PJM | 201 | 23 | 1201
236939 | 01TROY M | PJM | 201 | 23 | 1201
236940 | 01HARRISV | PJM | 201 | 23 | 1201
236941 | 01JOHNS MT | PJM | 201 | 23 | 1201
236942 | 01JOHNS M | PJM | 201 | 23 | 1201
236944 | 01SW 720 T | PJM | 201 | 23 | 1201
236946 | 01PENNSBOR | PJM | 201 | 23 | 1201
236947 | 01S SIDE | PJM | 201 | 23 | 1201
236948 | 01TROY M T | PJM | 201 | 23 | 1201
236950 | 018ST 61T | PJM | 201 | 23 | 1201
236951 | 018ST 69T | PJM | 201 | 23 | 1201
236952 | 018TH ST | PJM | 201 | 23 | 1201
236953 | 01SW 742 T | PJM | 201 | 23 | 1201
236954 | 01ALLINGDL | PJM | 201 | 23 | 1201
236956 | 01BARTON T | PJM | 201 | 23 | 1201
236957 | 01POLYMER | PJM | 201 | 23 | 1201
236958 | 01BERGOO | PJM | 201 | 23 | 1201
236959 | 01BETHENER | PJM | 201 | 23 | 1201
236961 | 01CHERRY R | PJM | 201 | 23 | 1201
236964 | 01SW728+ | PJM | 201 | 23 | 1201
236965 | 01EVERGR M | PJM | 201 | 23 | 1201
236966 | 01FENWCK T | PJM | 201 | 23 | 1201
236968 | 01HODAM | PJM | 201 | 23 | 1201
236969 | 01HODAM T | PJM | 201 | 23 | 1201
236970 | 01VALLEY L | PJM | 201 | 23 | 1201
236971 | 01SW 724 T | PJM | 201 | 23 | 1201
236972 | 01LOCKWOOD | PJM | 201 | 23 | 1201
236973 | 01HOLCMB | PJM | 201 | 23 | 1201
236975 | 01SW750+329 | PJM | 201 | 23 | 1201
236976 | 01FENWCK | PJM | 201 | 23 | 1201
236977 | 01PETERS C | PJM | 201 | 23 | 1201
236978 | 01PACE CARB | PJM | 201 | 23 | 1201
236980 | 01RIVERS | PJM | 201 | 23 | 1201
236981 | 01SANDY R | PJM | 201 | 23 | 1201
236982 | 01SANDY RT | PJM | 201 | 23 | 1201
236983 | 01SW 733 | PJM | 201 | 23 | 1201
236984 | 01SW755+331 | PJM | 201 | 23 | 1201
236985 | 01PEERL E TA | PJM | 201 | 23 | 1201
236986 | 01WEBST S | PJM | 201 | 23 | 1201
236987 | 01KING COAL | PJM | 201 | 23 | 1201
236988 | 01WIDEN | PJM | 201 | 23 | 1201
236989 | 01FED 2 T | PJM | 201 | 23 | 1201
236990 | 01RIVERS T | PJM | 201 | 23 | 1201
236991 | 01BARTON | PJM | 201 | 23 | 1201
236992 | 01FAIRM W | PJM | 201 | 23 | 1201
236993 | 01PEERL E | PJM | 201 | 23 | 1201
236994 | 01BOARDT | PJM | 201 | 23 | 1201
236995 | 01WANA | PJM | 201 | 23 | 1201
236996 | 01COLLI FJ | PJM | 201 | 23 | 1201
236997 | 01GEORGT T | PJM | 201 | 23 | 1201
236998 | 01BOOTH T | PJM | 201 | 23 | 1201
236999 | 01INDIA CT | PJM | 201 | 23 | 1201
237000 | U2-073_GEN | PJM | 201 | 0.57 | 1203
237001 | AB1-127_GEN | PJM | 201 | 34.5 | 1203
237002 | AB1-128_GEN | PJM | 201 | 34.5 | 1203
237003 | AC1-039_GEN | PJM | 201 | 34.5 | 1203
237004 | AB2-027 TAP | PJM | 201 | 34.5 | 1203
237005 | AB2-027 C | PJM | 201 | 34.5 | 1203
237007 | AB1-125 POI | PJM | 201 | 34.5 | 1203
237019 | AA1-047 TAP | PJM | 201 | 138 | 1201
237020 | AA1-092 TAP | PJM | 201 | 34.5 | 1203
237022 | AB1-082 OP | PJM | 201 | 46 | 1202
237023 | AB1-112 | PJM | 201 | 500 | 1204
237024 | AB1-123 C OP | PJM | 201 | 34.5 | 1203
237025 | AB1-124 C | PJM | 201 | 34.5 | 1203
237026 | AB2-129 C OP | PJM | 201 | 230 | 1203
237027 | AC1-055 | PJM | 201 | 138 | 1201
237028 | AC1-073 C | PJM | 201 | 138 | 1201
237029 | AB1-096 TAP | PJM | 201 | 34.5 | 1203
237030 | AB1-096 C | PJM | 201 | 34.5 | 1203
237032 | AB1-150 TAP | PJM | 201 | 138 | 1201
237033 | AB1-150 | PJM | 201 | 138 | 1201
237034 | AC2-136 C | PJM | 201 | 138 | 1203
237077 | AC2-174 C | PJM | 201 | 138 | 1203 |  |  |  | 39.0613 | -78.1371
237078 | AD1-060 TAP | PJM | 201 | 34.5 | 1202
237081 | AA2-121 TAP | PJM | 201 | 345 | 1201 |  |  |  | 40.3404 | -80.526
237082 | AA2-121 | PJM | 201 | 345 | 1201
237083 | AB2-104 | PJM | 201 | 345 | 1201
237087 | AD1-018 TAP | PJM | 201 | 34.5 | 1203
237096 | AE1-147_COLB | PJM | 201 | 46 | 1202
237097 | AE1-147_POI | PJM | 201 | 46 | 1202 |  |  |  | 40.6379 | -79.3516
237100 | 01E RUN2 | PJM | 201 | 23 | 1201
237101 | 01BOARDT T | PJM | 201 | 23 | 1201
237102 | 01TWENTY T | PJM | 201 | 23 | 1201
237103 | 01TWENTY 2 | PJM | 201 | 23 | 1201
237104 | 01SIMONT | PJM | 201 | 23 | 1201
237105 | 01SIMONT J | PJM | 201 | 23 | 1201
237106 | 01WVU COLT | PJM | 201 | 23 | 1201
237107 | 01ICG LEFT F | PJM | 201 | 23 | 1201
237108 | 01COURT RN | PJM | 201 | 23 | 1201
237109 | 01SWANSN P | PJM | 201 | 23 | 1201
237110 | 01MEPCO | PJM | 201 | 23 | 1201
237112 | 01H TWIN B | PJM | 201 | 23 | 1201
237113 | 01C RIVESV | PJM | 201 | 23 | 1201
237115 | 01BROOKHVN T | PJM | 201 | 23 | 1201
237116 | 01MINERAL S | PJM | 201 | 23 | 1201
237117 | 01SW 717 TAP | PJM | 201 | 23 | 1201
237118 | 01SW717+ | PJM | 201 | 23 | 1201
237119 | 01SW755+329 | PJM | 201 | 23 | 1201
237120 | 01PETERS C T | PJM | 201 | 23 | 1201
237121 | 01SW750+327 | PJM | 201 | 23 | 1201
237122 | 01SW740+ | PJM | 201 | 23 | 1201
237123 | 01SW 740 TAP | PJM | 201 | 23 | 1201
237124 | 01SW 728 TAP | PJM | 201 | 23 | 1201
237125 | 01KEN WORLEY | PJM | 201 | 23 | 1201
237126 | 01ARKWRIGHT | PJM | 201 | 23 | 1201
237127 | 01DAV ELE MI | PJM | 201 | 23 | 1201
237141 | 01KINGS C | PJM | 201 | 25 | 1201
237142 | 01KINGS C T | PJM | 201 | 25 | 1201
237143 | 013 SPRG J | PJM | 201 | 25 | 1201
237144 | 01THOMPSON H | PJM | 201 | 25 | 1201
237146 | 01SW 931 T | PJM | 201 | 25 | 1201
237147 | 01N WELL | PJM | 201 | 25 | 1201
237148 | 01FOLLANSB | PJM | 201 | 25 | 1201
237149 | 01WELLSB | PJM | 201 | 25 | 1201
237150 | 01WHEEL-NI | PJM | 201 | 25 | 1201
237151 | 01BEECH BJ | PJM | 201 | 25 | 1201
237153 | 01MCKINL | PJM | 201 | 25 | 1201
237154 | 01HAMILT25 | PJM | 201 | 25 | 1201
237156 | 01BROOKE | PJM | 201 | 25 | 1201
237157 | 01CROSS C | PJM | 201 | 25 | 1201
237158 | 01SW 937 J | PJM | 201 | 25 | 1201
237159 | 01SIGNOD T | PJM | 201 | 25 | 1201
237160 | 01WEIRT HM | PJM | 201 | 25 | 1201
237161 | 01FERRY | PJM | 201 | 25 | 1201
237162 | 01SIGNOD | PJM | 201 | 25 | 1201
237163 | 01ROLL C | PJM | 201 | 25 | 1201
237164 | 01ROLL C T | PJM | 201 | 25 | 1201
237165 | 01KOCH M | PJM | 201 | 25 | 1201
237166 | 01KOCH M T | PJM | 201 | 25 | 1201
237167 | 01LEVOLR | PJM | 201 | 25 | 1201
237168 | 01LEVOLR T | PJM | 201 | 25 | 1201
237169 | 01KOPPERS | PJM | 201 | 25 | 1201
237170 | 01WEIRCR | PJM | 201 | 25 | 1201
237171 | 01NEW CUMB | PJM | 201 | 25 | 1201
237172 | 01ARROY 3 | PJM | 201 | 25 | 1201
237174 | 01MOUNT P | PJM | 201 | 25 | 1201
237175 | 01MOUNT PT | PJM | 201 | 25 | 1201
237176 | 01GLOBE B | PJM | 201 | 25 | 1201
237177 | 01HOMER L2 | PJM | 201 | 25 | 1201
237178 | 01HOMER L | PJM | 201 | 25 | 1201
237179 | 01HOMER LT | PJM | 201 | 25 | 1201
237180 | 01US CAN | PJM | 201 | 25 | 1201
237181 | 01STRAUS T | PJM | 201 | 25 | 1201
237182 | 01STRAUSS | PJM | 201 | 25 | 1201
237190 | 01GERM V T | PJM | 201 | 34.5 | 1201
237191 | 01GERM V | PJM | 201 | 34.5 | 1201
237193 | 01UPPER TR | PJM | 201 | 34.5 | 1201
237194 | 01ROCKPORT | PJM | 201 | 34.5 | 1201
237196 | 01ARNLDSBG | PJM | 201 | 34.5 | 1201
237199 | 01SHAVR LK T | PJM | 201 | 34.5 | 1201
237200 | 01SILVR CK | PJM | 201 | 34.5 | 1201
237201 | 01SHAVR LK | PJM | 201 | 34.5 | 1201
237211 | 01ALDERSON | PJM | 201 | 46 | 1205
237212 | 01ALTA | PJM | 201 | 46 | 1205
237213 | 01TUCKAHOE | PJM | 201 | 46 | 1205
237214 | 01ALVON | PJM | 201 | 46 | 1205
237215 | 01CLENDEN | PJM | 201 | 46 | 1205
237216 | 01FAIRLEA | PJM | 201 | 46 | 1205
237217 | 01FRAZER T | PJM | 201 | 46 | 1205
237220 | 01GREYST T | PJM | 201 | 46 | 1205
237221 | 01GREYST | PJM | 201 | 46 | 1205
237223 | 01KATHY FT | PJM | 201 | 46 | 1205
237225 | 01LOWELL | PJM | 201 | 46 | 1205
237226 | 01RENICK | PJM | 201 | 46 | 1205
237228 | 01FT SPR J | PJM | 201 | 46 | 1205
237229 | 01ROWAN | PJM | 201 | 46 | 1205
237232 | 01WH SUL | PJM | 201 | 46 | 1205
237234 | 01OAKHURST | PJM | 201 | 46 | 1205
237241 | 01FRANK | PJM | 201 | 66 | 1201
237242 | 01ISNER CK | PJM | 201 | 66 | 1201
237245 | 01MARL | PJM | 201 | 66 | 1201
237246 | 01MONTEREY | PJM | 201 | 66 | 1201
237247 | 01SNOWS T | PJM | 201 | 66 | 1201
237248 | 01SNOWS | PJM | 201 | 66 | 1201
237249 | 01MARL T | PJM | 201 | 66 | 1201
237250 | 01THORN CT | PJM | 201 | 66 | 1201
237251 | 01THORN C | PJM | 201 | 66 | 1201
237252 | 01TROUT R | PJM | 201 | 66 | 1201
237253 | 01TYGART | PJM | 201 | 66 | 1201
237255 | 01ELIZAB | PJM | 201 | 66 | 1201
237256 | 01PALESTIN | PJM | 201 | 66 | 1201
237259 | 01BROOKS R | PJM | 201 | 66 | 1201
237261 | 01METTIK 2 | PJM | 201 | 66 | 1201
237262 | 01AMBOY | PJM | 201 | 66 | 1201
237263 | 01BAYARD | PJM | 201 | 66 | 1201
237264 | 01BLACKWTR | PJM | 201 | 66 | 1201
237265 | 01BUFF CL | PJM | 201 | 66 | 1201
237266 | 01CASCADE | PJM | 201 | 66 | 1201
237267 | 01CHER RGT | PJM | 201 | 66 | 1201
237268 | 01CHERRY RID | PJM | 201 | 66 | 1201
237269 | 01N BRAN | PJM | 201 | 66 | 1201
237270 | 01OAKLAND | PJM | 201 | 66 | 1203
237271 | 01ROWLEB | PJM | 201 | 66 | 1201
237272 | 01ROWLEB T | PJM | 201 | 66 | 1201
237274 | 01STONY RT | PJM | 201 | 66 | 1201
237275 | 01STONY R | PJM | 201 | 66 | 1201
237277 | 01ADRIAN | PJM | 201 | 66 | 1201
237279 | 01BURNSV | PJM | 201 | 66 | 1201
237280 | 01CENTUR | PJM | 201 | 66 | 1201
237281 | 01ELK C | PJM | 201 | 66 | 1201
237282 | 01FRAMET | PJM | 201 | 66 | 1201
237284 | 01GAME FRM | PJM | 201 | 66 | 1201
237285 | 01LAMP PL | PJM | 201 | 66 | 1201
237288 | 01CROOKDFK | PJM | 201 | 66 | 1201
237290 | 01PRESCO | PJM | 201 | 66 | 1201
237291 | 01GORMAN | PJM | 201 | 66 | 1203
237292 | 01KUHN | PJM | 201 | 66 | 1201
237293 | 01N BRAN T | PJM | 201 | 66 | 1201
237294 | 01MITTIK2T | PJM | 201 | 66 | 1201
237295 | 01SLATE T | PJM | 201 | 66 | 1201
237296 | 01ELIZAB T | PJM | 201 | 66 | 1201
237297 | 01MINERL W | PJM | 201 | 66 | 1201
237298 | 01S JACKSN | PJM | 201 | 66 | 1201
237300 | 01EQUIT TAP | PJM | 201 | 66 | 1201
237301 | 01EQUIT COPL | PJM | 201 | 66 | 1201
237302 | 01MMTVIEW | PJM | 201 | 66 | 1201
237315 | 01FLF_U1-044 | PJM | 201 | 138 | 1203
237322 | 01PROCTR | PJM | 201 | 34.5 | 1203
237325 | 01GARFIELD | PJM | 201 | 230 | 1203
237328 | 01MATHIAS | PJM | 201 | 34.5 | 1203
237329 | 01CHBRG_I12 | PJM | 201 | 69 | 1202
237330 | 01CREE | PJM | 201 | 69 | 1204
237334 | 01ROUTE 30 | PJM | 201 | 69 | 1204
237335 | 01SALEM | PJM | 201 | 69 | 1204
237338 | 01CHAMB 2J | PJM | 201 | 69 | 1204
237339 | 01GRANT ST | PJM | 201 | 69 | 1204
237344 | 01MILLVLVP | PJM | 201 | 34.5 | 1203
237346 | 01ABL | PJM | 201 | 34.5 | 1203
237347 | 01ADAMSTOW | PJM | 201 | 34.5 | 1203
237348 | 01ALPHA | PJM | 201 | 34.5 | 1203
237351 | 01AT TAP | PJM | 201 | 34.5 | 1203
237353 | 01ROCKWOOL | PJM | 201 | 34.5 | 1203
237354 | 01BARDANE | PJM | 201 | 34.5 | 1203
237355 | 01BEALLSVI | PJM | 201 | 34.5 | 1203
237356 | 01BEDFORD | PJM | 201 | 34.5 | 1203
237357 | 01BERKELEY | PJM | 201 | 34.5 | 1203
237359 | 01BLUERIDG | PJM | 201 | 34.5 | 1204
237360 | 01BOLIVAR | PJM | 201 | 34.5 | 1203
237362 | 01BRADDOCK | PJM | 201 | 34.5 | 1203
237363 | 01BRUNSWIC | PJM | 201 | 34.5 | 1203
237364 | 01BYRONTAN | PJM | 201 | 34.5 | 1203
237365 | 01CANAL J. | PJM | 201 | 34.5 | 1203
237370 | 01IP TAP | PJM | 201 | 34.5 | 1203
237371 | 01CHARLES | PJM | 201 | 34.5 | 1203
237372 | 01CHATTN G | PJM | 201 | 34.5 | 1203
237375 | 01CLEAR SP | PJM | 201 | 34.5 | 1203
237377 | 01COMSAT A | PJM | 201 | 34.5 | 1203
237378 | 01COMSAT B | PJM | 201 | 34.5 | 1203
237379 | 01COMSTATP | PJM | 201 | 34.5 | 1203
237380 | 01CORNINGG | PJM | 201 | 34.5 | 1203
237381 | 01CORRIGAN | PJM | 201 | 34.5 | 1203
237382 | 01COVRWD T | PJM | 201 | 34.5 | 1203
237383 | 01CRESAPTO | PJM | 201 | 34.5 | 1203
237386 | 01QUAD JCT | PJM | 201 | 34.5 | 1203
237390 | 01E.CHARLS | PJM | 201 | 34.5 | 1203
237391 | 01E.WAYNES | PJM | 201 | 34.5 | 1204
237393 | 01EBENEZER | PJM | 201 | 34.5 | 1203
237394 | 01EMMITSBU | PJM | 201 | 34.5 | 1203
237395 | 01FAIRHILL | PJM | 201 | 34.5 | 1203
237397 | 01FEDDERS | PJM | 201 | 34.5 | 1203
237399 | 01FLINTSTO | PJM | 201 | 34.5 | 1203
237403 | 01FOUNTAIN | PJM | 201 | 34.5 | 1203
237404 | 01FRED SEW | PJM | 201 | 34.5 | 1203
237408 | 01FT RIT T | PJM | 201 | 34.5 | 1203
237409 | 01FT D SS | PJM | 201 | 34.5 | 1203
237411 | 01GAYLORD | PJM | 201 | 34.5 | 1203
237412 | 01GENERALO | PJM | 201 | 34.5 | 1203
237414 | 01GM #1 | PJM | 201 | 34.5 | 1203
237415 | 01GM TAP | PJM | 201 | 34.5 | 1203
237418 | 01B2 JCT | PJM | 201 | 34.5 | 1203
237419 | 01GREEN VA | PJM | 201 | 34.5 | 1203
237420 | 01GROVE | PJM | 201 | 34.5 | 1204
237422 | 01HAG WATR | PJM | 201 | 34.5 | 1203
237423 | 01HAGERSTO | PJM | 201 | 34.5 | 1203
237424 | 01HALLTOWN | PJM | 201 | 34.5 | 1203
237425 | 01HANCOCK | PJM | 201 | 34.5 | 1203
237430 | 01HOYES | PJM | 201 | 34.5 | 1203
237431 | 01HUYETTS | PJM | 201 | 34.5 | 1203
237432 | 01HYATSTAP | PJM | 201 | 34.5 | 1203
237433 | 01HYNDMAN | PJM | 201 | 34.5 | 1204
237434 | 01JEFFERSO | PJM | 201 | 34.5 | 1203
237436 | 01US STEEL | PJM | 201 | 34.5 | 1203
237439 | 01KEY MALL | PJM | 201 | 34.5 | 1203
237440 | 01KEYSER | PJM | 201 | 34.5 | 1203
237441 | 01LANDIS | PJM | 201 | 34.5 | 1204
237442 | 01LAPPANS | PJM | 201 | 34.5 | 1203
237443 | 01LAVALE | PJM | 201 | 34.5 | 1203
237444 | 01LEGORE | PJM | 201 | 34.5 | 1203
237445 | 01LEHIGH | PJM | 201 | 34.5 | 1203
237449 | 01LONACONI | PJM | 201 | 34.5 | 1203
237450 | 01MACK TRU | PJM | 201 | 34.5 | 1203
237451 | 01MAIDSTON | PJM | 201 | 34.5 | 1203
237452 | 01MAPLE AV | PJM | 201 | 34.5 | 1203
237454 | 01MARQUETT | PJM | 201 | 34.5 | 1203
237455 | 01MARTINSB | PJM | 201 | 34.5 | 1203
237457 | 01MIDDLETO | PJM | 201 | 34.5 | 1203
237458 | 01MIDDLEWA | PJM | 201 | 34.5 | 1203
237460 | 01MILNOR | PJM | 201 | 34.5 | 1202
237465 | 01MT. LENA | PJM | 201 | 34.5 | 1203
237467 | 01MYERSVIL | PJM | 201 | 34.5 | 1203
237468 | 01N.MARTIN | PJM | 201 | 34.5 | 1203
237472 | 01ARCATA G | PJM | 201 | 34.5 | 1203
237474 | 01O2 JCT | PJM | 201 | 34.5 | 1203
237476 | 01OLDTWN T | PJM | 201 | 34.5 | 1203
237479 | 01P1 TAP | PJM | 201 | 34.5 | 1203
237481 | 01PANGBORN | PJM | 201 | 34.5 | 1203
237482 | 01PARAMOUN | PJM | 201 | 34.5 | 1203
237484 | 01PENNA GL | PJM | 201 | 34.5 | 1203
237487 | 01PETERSBU | PJM | 201 | 34.5 | 1203
237488 | 01PETERSVI | PJM | 201 | 34.5 | 1203
237489 | 01PLAZA | PJM | 201 | 34.5 | 1203
237490 | 01PPG | PJM | 201 | 34.5 | 1203
237492 | 01QUINCY | PJM | 201 | 34.5 | 1204
237496 | 01REVIEWHE | PJM | 201 | 34.5 | 1203
237497 | 01RIDGEVIL | PJM | 201 | 34.5 | 1203
237514 | 01ROMNEY | PJM | 201 | 34.5 | 1203
237515 | 01ROSEMONT | PJM | 201 | 34.5 | 1203
237520 | 01S.MARTIN | PJM | 201 | 34.5 | 1203
237523 | 01SHARPSBU | PJM | 201 | 34.5 | 1203
237525 | 01SHEPHERD | PJM | 201 | 34.5 | 1203
237526 | 01SHOWALTE | PJM | 201 | 34.5 | 1203
237528 | 01SOLAREX | PJM | 201 | 34.5 | 1203
237531 | 01SPRING M | PJM | 201 | 34.5 | 1203
237533 | 01ST. THOM | PJM | 201 | 34.5 | 1202
237535 | 01STANDARD | PJM | 201 | 34.5 | 1203
237538 | 01SWAN PON | PJM | 201 | 34.5 | 1203
237539 | 01TABLER | PJM | 201 | 34.5 | 1203
237540 | 01TANEYTOW | PJM | 201 | 34.5 | 1203
237541 | 01THAYERVI | PJM | 201 | 34.5 | 1203
237542 | 01THOMAS S | PJM | 201 | 34.5 | 1203
237545 | 01UNIONVIL | PJM | 201 | 34.5 | 1203
237547 | 01UPTON | PJM | 201 | 34.5 | 1204
237548 | 01URBANA | PJM | 201 | 34.5 | 1203
237551 | 01W.FREDER | PJM | 201 | 34.5 | 1203
237552 | 01W.MARTIN | PJM | 201 | 34.5 | 1203
237554 | 01WARDENSV | PJM | 201 | 34.5 | 1203
237555 | 01WCI | PJM | 201 | 34.5 | 1203
237556 | 01WCI TAP | PJM | 201 | 34.5 | 1203
237558 | 01WESTERNP | PJM | 201 | 34.5 | 1203
237559 | 01WILLIAMS | PJM | 201 | 34.5 | 1203
237560 | 01WILLSMTN | PJM | 201 | 34.5 | 1203
237561 | 01WILSON | PJM | 201 | 34.5 | 1203
237564 | 01YELLOWSP | PJM | 201 | 34.5 | 1203
237565 | 01ZEPP TAP | PJM | 201 | 34.5 | 1203
237572 | 01CHAMBER5 | PJM | 201 | 34.5 | 1204
237574 | 012 LOCKS | PJM | 201 | 34.5 | 1203
237575 | 01PW JCT | PJM | 201 | 34.5 | 1203
237576 | 01DAVIS MI | PJM | 201 | 34.5 | 1203
237577 | 01ROUTE 16 | PJM | 201 | 34.5 | 1202
237582 | 01FT D ROS | PJM | 201 | 34.5 | 1203
237584 | 01BARTIN T | PJM | 201 | 34.5 | 1203
237586 | 01CONSERVT | PJM | 201 | 34.5 | 1203
237587 | 01TOMAHAWK | PJM | 201 | 34.5 | 1203
237589 | 01IRSANX2T | PJM | 201 | 34.5 | 1203
237590 | 01IRS ANX2 | PJM | 201 | 34.5 | 1203
237591 | 01BLACKOT1 | PJM | 201 | 34.5 | 1203
237592 | 01HIFLD T1 | PJM | 201 | 34.5 | 1203
237593 | 01HIFLD T2 | PJM | 201 | 34.5 | 1203
237594 | 01HIGHFLD | PJM | 201 | 34.5 | 1203
237595 | 01CANAM TP | PJM | 201 | 34.5 | 1203
237596 | 01NDRTP T1 | PJM | 201 | 34.5 | 1203
237598 | 01NDRTP 1 | PJM | 201 | 34.5 | 1203
237599 | 01NDRTP 2 | PJM | 201 | 34.5 | 1203
237600 | 01MCKINNE1 | PJM | 201 | 34.5 | 1203
237601 | 01MCKINNE2 | PJM | 201 | 34.5 | 1203
237602 | 01MEDIMMUN+ | PJM | 201 | 34.5 | 1203
237603 | 01MEDIMMUNE | PJM | 201 | 34.5 | 1203
237604 | 01GCMULCH | PJM | 201 | 34.5 | 1203
237606 | 01PROG HVD | PJM | 201 | 34.5 | 1203
237607 | 01ALPHA 2J | PJM | 201 | 34.5 | 1203
237608 | 01TAMKO 1T | PJM | 201 | 34.5 | 1203
237609 | 01TAMKO 1 | PJM | 201 | 34.5 | 1203
237610 | 01ALPHA T | PJM | 201 | 34.5 | 1203
237611 | 01ALPHA 1J | PJM | 201 | 34.5 | 1203
237612 | 01FLORID T | PJM | 201 | 34.5 | 1203
237613 | 01FLORIDA | PJM | 201 | 34.5 | 1203
237614 | 01TAMKO 2T | PJM | 201 | 34.5 | 1203
237615 | 01TAMKO 2 | PJM | 201 | 34.5 | 1203
237616 | 01TOYS R T | PJM | 201 | 34.5 | 1203
237617 | 01GA PAC T | PJM | 201 | 34.5 | 1203
237618 | 01GA PACIF | PJM | 201 | 34.5 | 1203
237619 | 01SAIC T | PJM | 201 | 34.5 | 1203
237620 | 01SAIC | PJM | 201 | 34.5 | 1203
237621 | 01TOYS R | PJM | 201 | 34.5 | 1203
237622 | 01THOMAS B | PJM | 201 | 34.5 | 1203
237625 | 01BALLEN 1 | PJM | 201 | 34.5 | 1203
237626 | 01BALLEN 2 | PJM | 201 | 34.5 | 1203
237627 | 01DETENT T | PJM | 201 | 34.5 | 1203
237628 | 01DETENT C | PJM | 201 | 34.5 | 1203
237629 | 01FLINTK T | PJM | 201 | 34.5 | 1203
237630 | 01FLINTKOT | PJM | 201 | 34.5 | 1203
237634 | 01W ELEC J | PJM | 201 | 34.5 | 1203
237635 | 01W ELECTR | PJM | 201 | 34.5 | 1203
237636 | 01GUARD FI | PJM | 201 | 34.5 | 1203
237637 | 01WVANG T | PJM | 201 | 34.5 | 1203
237638 | 01WVANG | PJM | 201 | 34.5 | 1203
237639 | 01GUARD FJ | PJM | 201 | 34.5 | 1203
237640 | 01APP ST T | PJM | 201 | 34.5 | 1203
237641 | 01APPAL ST | PJM | 201 | 34.5 | 1203
237642 | 01MART 2 T | PJM | 201 | 34.5 | 1203
237643 | 01MART MA2 | PJM | 201 | 34.5 | 1203
237644 | 01MART 1 T | PJM | 201 | 34.5 | 1203
237645 | 01MART MA1 | PJM | 201 | 34.5 | 1203
237646 | 01ZUCKRM T | PJM | 201 | 34.5 | 1203
237648 | 01CLEARB T | PJM | 201 | 34.5 | 1203
237649 | 01BUNKER T | PJM | 201 | 34.5 | 1203
237650 | 01PRATHR T | PJM | 201 | 34.5 | 1203
237651 | 01PRATHR Q | PJM | 201 | 34.5 | 1203
237652 | 01BYRON TP | PJM | 201 | 34.5 | 1203
237653 | 01CUSHWA T | PJM | 201 | 34.5 | 1203
237654 | 01CUSHWA B | PJM | 201 | 34.5 | 1203
237655 | 01FEDEX TP | PJM | 201 | 34.5 | 1203
237656 | 01FEDEX | PJM | 201 | 34.5 | 1203
237657 | 01CINETC T | PJM | 201 | 34.5 | 1203
237658 | 01CINETIC | PJM | 201 | 34.5 | 1203
237659 | 01LIBRTY A | PJM | 201 | 34.5 | 1203
237677 | 01CERTNT T | PJM | 201 | 34.5 | 1203
237678 | 01CERTNTEE | PJM | 201 | 34.5 | 1203
237679 | 01SUN CHEM | PJM | 201 | 34.5 | 1203
237680 | 01RUSTOLEU | PJM | 201 | 34.5 | 1203
237681 | 01FRED S T | PJM | 201 | 34.5 | 1203
237682 | 01RIVR HVD | PJM | 201 | 34.5 | 1203
237683 | 01FAIRCHLD | PJM | 201 | 34.5 | 1203
237684 | 01PHOENX T | PJM | 201 | 34.5 | 1203
237685 | 01PHOENIX | PJM | 201 | 34.5 | 1203
237690 | 01PARKHD J | PJM | 201 | 34.5 | 1203
237691 | 01PH JCT | PJM | 201 | 34.5 | 1203
237692 | 01AT&T HEA | PJM | 201 | 34.5 | 1203
237693 | 01PURCELL | PJM | 201 | 34.5 | 1204
237694 | 01CNG TAP | PJM | 201 | 34.5 | 1204
237695 | 01CNG | PJM | 201 | 34.5 | 1204
237696 | 01SITE R 1 | PJM | 201 | 34.5 | 1204
237697 | 01SITE R 2 | PJM | 201 | 34.5 | 1204
237699 | 01GAF JCT | PJM | 201 | 34.5 | 1203
237700 | 01FOUNTNDL | PJM | 201 | 34.5 | 1204
237701 | 01GAF | PJM | 201 | 34.5 | 1202
237702 | 01FT RITCH | PJM | 201 | 34.5 | 1203
237703 | 01CLOSET M | PJM | 201 | 34.5 | 1203
237704 | 01HARBISON | PJM | 201 | 34.5 | 1203
237705 | 01OLDTOWN | PJM | 201 | 34.5 | 1203
237706 | 01GT CACAP | PJM | 201 | 34.5 | 1203
237708 | 01SPRINGFL | PJM | 201 | 34.5 | 1203
237709 | 01WRTH P T | PJM | 201 | 34.5 | 1203
237710 | 01WORTH PU | PJM | 201 | 34.5 | 1203
237711 | 01CHASTR T | PJM | 201 | 34.5 | 1203
237712 | 01CHAS T R | PJM | 201 | 34.5 | 1203
237713 | 01IRS MCC1 | PJM | 201 | 34.5 | 1203
237714 | 01IRS MCC2 | PJM | 201 | 34.5 | 1203
237715 | 01IRS ANX1 | PJM | 201 | 34.5 | 1203
237716 | 01COAST GD | PJM | 201 | 34.5 | 1203
237717 | 01TARGET | PJM | 201 | 34.5 | 1202
237718 | 01ARCATA T | PJM | 201 | 34.5 | 1203
237720 | 01ND BAKR1 | PJM | 201 | 34.5 | 1203
237722 | 01ND BAKR2 | PJM | 201 | 34.5 | 1203
237723 | 01CANAM ST | PJM | 201 | 34.5 | 1203
237724 | 01AT&T MON | PJM | 201 | 34.5 | 1203
237725 | 01BUSHTN J | PJM | 201 | 34.5 | 1203
237726 | 01BUSHTOWN | PJM | 201 | 34.5 | 1204
237727 | 01CORNG GL | PJM | 201 | 34.5 | 1202
237728 | 01FRICK J | PJM | 201 | 34.5 | 1203
237729 | 01FRICK | PJM | 201 | 34.5 | 1202
237730 | 01COVERWOO | PJM | 201 | 34.5 | 1203
237731 | 01CHAMBRSL | PJM | 201 | 34.5 | 1203
237732 | 01BART IND | PJM | 201 | 34.5 | 1203
237733 | 01CARL B T | PJM | 201 | 34.5 | 1203
237734 | 01CARLBELT | PJM | 201 | 34.5 | 1203
237735 | 01M&M QY T | PJM | 201 | 34.5 | 1203
237736 | 01M&MQUARY | PJM | 201 | 34.5 | 1203
237737 | 01B&O T RS | PJM | 201 | 34.5 | 1203
237738 | 01B&O SHOP | PJM | 201 | 34.5 | 1203
237739 | 01B&O T BO | PJM | 201 | 34.5 | 1203
237740 | 01CUMBSEW2 | PJM | 201 | 34.5 | 1203
237741 | 01CUMBSEW1 | PJM | 201 | 34.5 | 1203
237742 | 01SEWAGEPL | PJM | 201 | 34.5 | 1203
237744 | 01ARMCO T | PJM | 201 | 34.5 | 1203
237745 | 01ARMCO ST | PJM | 201 | 34.5 | 1202
237746 | 01GROVE T | PJM | 201 | 34.5 | 1203
237747 | 01GUILFDBU | PJM | 201 | 34.5 | 1202
237748 | 01VALYQY T | PJM | 201 | 34.5 | 1203
237749 | 01VALYQUAR | PJM | 201 | 34.5 | 1202
237750 | 01UPRC T | PJM | 201 | 34.5 | 1203
237751 | 01UPRC | PJM | 201 | 34.5 | 1203
237752 | 01PURGITSV | PJM | 201 | 34.5 | 1203
237753 | 01LEHIGH T | PJM | 201 | 34.5 | 1203
237754 | 01LEHIGH A | PJM | 201 | 34.5 | 1203
237755 | 01TROUTV J | PJM | 201 | 34.5 | 1203
237756 | 01DONALDSN | PJM | 201 | 34.5 | 1203
237759 | 01MD MET T | PJM | 201 | 34.5 | 1203
237760 | 01MD METAL | PJM | 201 | 34.5 | 1203
237761 | 01SKYCROFT | PJM | 201 | 34.5 | 1203
237762 | 01OPEQ WTR | PJM | 201 | 34.5 | 1203
237763 | 01DUP FW T | PJM | 201 | 34.5 | 1203
237764 | 01DUPONTFW | PJM | 201 | 34.5 | 1203
237765 | 01GM #2 T | PJM | 201 | 34.5 | 1203
237766 | 01GM #2 | PJM | 201 | 34.5 | 1203
237767 | 01POWHATAN | PJM | 201 | 34.5 | 1203
237768 | 01DAM 4 HY | PJM | 201 | 34.5 | 1203
237769 | 01DAM 5 HY | PJM | 201 | 34.5 | 1203
237772 | 01MILVL HY | PJM | 201 | 34.5 | 1203
237778 | 01MSM_W1-116 | PJM | 201 | 34.5 | 1203
237779 | 01MDS_W4-102 | PJM | 201 | 34.5 | 1203
237780 | 01FAYETTEVL | PJM | 201 | 34.5 | 1204
237783 | 01KNAUF J | PJM | 201 | 34.5 | 1203
237791 | 01NIBC1 | PJM | 201 | 34.5 | 1203
237792 | 01NIBC2 | PJM | 201 | 34.5 | 1203
237793 | 01ALGNYSCRAP | PJM | 201 | 34.5 | 1203
237795 | 01GR VAL+ | PJM | 201 | 34.5 | 1203
237798 | 01AA1-109 | PJM | 201 | 34.5 | 1203
237799 | 01AA2-159 C | PJM | 201 | 34.5 | 1203
238505 | 02DELTA | PJM | 202 | 138 | 1245
238508 | 02EBER | PJM | 202 | 138 | 1245
238509 | 02FREY | PJM | 202 | 138 | 1245
238510 | 02GENOA | PJM | 202 | 69 | 1245
238513 | 02GOULD | PJM | 202 | 69 | 1245
238516 | 02JOHNMANDEF | PJM | 202 | 138 | 1245
238517 | 02LYONS | PJM | 202 | 138 | 1245
238523 | 02CHRYTE | PJM | 202 | 138 | 1245
238529 | 02AIRPK+ | PJM | 202 | 138 | 1243
238533 | 02AMSTED | PJM | 202 | 138 | 1236
238534 | 02ANGOLA | PJM | 202 | 138 | 1245
238539 | 02ARMCO | PJM | 202 | 138 | 1241
238543 | 02ASH_2 | PJM | 202 | 138 | 1239
238547 | 02AT | PJM | 202 | 345 | 1239 |  |  |  | 41.906 | -80.7661
238548 | 02ATCQ31 | PJM | 202 | 138 | 1239
238556 | 02AYERSV | PJM | 202 | 138 | 1245
238557 | 02B.M.F. | PJM | 202 | 138 | 1235
238558 | 02B+W AK | PJM | 202 | 138 | 1232
238573 | 02BELEVU | PJM | 202 | 138 | 1245
238574 | 02BELPT+ | PJM | 202 | 138 | 1242
238580 | 02BRADY | PJM | 202 | 138 | 1232
238585 | 02BRIDGE | PJM | 202 | 138 | 1237
238589 | 02BRUSH | PJM | 202 | 138 | 1232
238590 | 02BRWELL | PJM | 202 | 138 | 1233
238595 | 02BURTON | PJM | 202 | 138 | 1237
238597 | 02CADQ17 | PJM | 202 | 138 | 1239
238598 | 02CADQ18 | PJM | 202 | 138 | 1239
238600 | 02CAIRNS | PJM | 202 | 138 | 1241
238626 | 02CLAYBN | PJM | 202 | 138 | 1232
238631 | 02CNTRAL | PJM | 202 | 138 | 1237
238633 | 02COLUMB | PJM | 202 | 69 | 1238
238634 | 02COMERC | PJM | 202 | 138 | 1238
238635 | 02CORTLD | PJM | 202 | 138 | 1237
238642 | 02CRSLND | PJM | 202 | 138 | 1235
238645 | 02CW TP1 | PJM | 202 | 138 | 1239
238651 | 02DANA | PJM | 202 | 138 | 1245
238658 | 02DECANT | PJM | 202 | 138 | 1245
238659 | 02DEFISW | PJM | 202 | 138 | 1245
238660 | 02DIVISN | PJM | 202 | 138 | 1240
238664 | 02DOBINS | PJM | 202 | 138 | 1238
238667 | 02DUALR+ | PJM | 202 | 138 | 1242
238668 | 02DUALRL | PJM | 202 | 138 | 1242
238673 | 02E IND | PJM | 202 | 138 | 1240
238692 | 02ASH_EAST | PJM | 202 | 138 | 1239
238693 | 02ELM | PJM | 202 | 138 | 1237
238696 | 02ELWOD+ | PJM | 202 | 138 | 1238
238697 | 02ELWOOD | PJM | 202 | 138 | 1238
238700 | 02EPWRTH | PJM | 202 | 138 | 1235
238706 | 02EU TAP | PJM | 202 | 138 | 1235
238710 | 02EYQ-14 | PJM | 202 | 138 | 1239
238711 | 02EYTP14 | PJM | 202 | 138 | 1239
238715 | 02FERNWY | PJM | 202 | 138 | 1235
238716 | 02FIRSTN | PJM | 202 | 138 | 1232
238717 | 02-5POINT+ | PJM | 202 | 138 | 1245
238718 | 02FLATR+ | PJM | 202 | 69 | 1244
238719 | 02FMCQ12 | PJM | 202 | 138 | 1239
238720 | 02FMCQ13 | PJM | 202 | 138 | 1239
238723 | 02FMCSYN | PJM | 202 | 13.2 | 1239
238724 | 02FMEAST | PJM | 202 | 138 | 1240
238727 | 02WLBCT+ | PJM | 202 | 138 | 1245
238728 | 02FORD | PJM | 202 | 138 | 1233
238729 | 02FORD B | PJM | 202 | 138 | 1244
238730 | 02FORTIN | PJM | 202 | 138 | 1245
238736 | 02FRISCO | PJM | 202 | 69 | 1235
238739 | 02FWLSQ1 | PJM | 202 | 138 | 1239
238740 | 02FWLSQ2 | PJM | 202 | 138 | 1239
238741 | 02FWLSQ3 | PJM | 202 | 138 | 1239
238742 | 02FWLSQ4 | PJM | 202 | 138 | 1239
238748 | 02GARDEN | PJM | 202 | 138 | 1237
238749 | 02GATES | PJM | 202 | 138 | 1233
238751 | 02SMUCKER 2 | PJM | 202 | 138 | 1245
238753 | 02GFQ-11 | PJM | 202 | 138 | 1239
238754 | 02GFQ-12 | PJM | 202 | 138 | 1239
238759 | 02GM WAR | PJM | 202 | 138 | 1237
238764 | 02GRANGR | PJM | 202 | 138 | 1232
238775 | 02GXQ-14 | PJM | 202 | 138 | 1239
238777 | 02HAMIL+ | PJM | 202 | 138 | 1242
238778 | 02HAMILT | PJM | 202 | 138 | 1242
238784 | 02HARTVL | PJM | 202 | 69 | 1232
238786 | 02HAWTHO | PJM | 202 | 138 | 1245
238814 | 02HUDMUN | PJM | 202 | 138 | 1232
238833 | 02JACKSN | PJM | 202 | 138 | 1235
238847 | 02JP | PJM | 202 | 138 | 1245
238853 | 02KDTPQ1 | PJM | 202 | 138 | 1239
238854 | 02KDTPQ3 | PJM | 202 | 138 | 1239
238857 | 02KHTPQ1 | PJM | 202 | 138 | 1239
238858 | 02KHTPQ3 | PJM | 202 | 138 | 1239
238866 | 02KOPL S | PJM | 202 | 138 | 1235
238871 | 02KY-HS | PJM | 202 | 138 | 1245
238873 | 02LAKMOR | PJM | 202 | 138 | 1232
238874 | 02LAKVEW | PJM | 202 | 138 | 1244
238875 | 02LAPIER | PJM | 202 | 69 | 1245
238879 | 02LB Q13 | PJM | 202 | 138 | 1239
238896 | 02LIMECT | PJM | 202 | 138 | 1245
238897 | 02LIQAIR | PJM | 202 | 138 | 1245
238915 | 02LRN Q2 | PJM | 202 | 138 | 1239
238916 | 02LRN Q4 | PJM | 202 | 138 | 1239
238926 | 02LTV | PJM | 202 | 138 | 1242
238932 | 02LYDQ11 | PJM | 202 | 138 | 1239
238938 | 02MADISN | PJM | 202 | 138 | 1241
238952 | 02MCD + | PJM | 202 | 138 | 1237
238953 | 02MCD ST | PJM | 202 | 138 | 1238
238964 | 02MLCRK+ | PJM | 202 | 138 | 1242
238968 | 02MOORE | PJM | 202 | 138 | 1232
238971 | 02MURRAY | PJM | 202 | 138 | 1233
238974 | 02N DEPT | PJM | 202 | 138 | 1244
238975 | 02N EAST | PJM | 202 | 138 | 1240
238978 | 02N.STAR | PJM | 202 | 138 | 1238
238979 | 02NAPMUN | PJM | 202 | 138 | 1245
238981 | 02NASA | PJM | 202 | 138 | 1244
238998 | 02NEVADA | PJM | 202 | 138 | 1238
239010 | 02NORDON | PJM | 202 | 138 | 1232
239011 | 02NP Q-1 | PJM | 202 | 138 | 1239
239015 | 02NSTAR | PJM | 202 | 345 | 1245
239020 | 02NW Q-2 | PJM | 202 | 138 | 1239
239027 | 02OILEVS | PJM | 202 | 138 | 1245
239028 | 02ONTARO | PJM | 202 | 138 | 1241
239029 | 02OREGON | PJM | 202 | 138 | 1245
239031 | 02PACKRD | PJM | 202 | 138 | 1237
239032 | 02PDBQ11 | PJM | 202 | 138 | 1239
239033 | 02PDBQ12 | PJM | 202 | 138 | 1239
239039 | 02PGTP11 | PJM | 202 | 138 | 1239
239040 | 02PGTP12 | PJM | 202 | 138 | 1239
239043 | 02PINE | PJM | 202 | 138 | 1232
239045 | 02PN Q-1 | PJM | 202 | 138 | 1239
239046 | 02PN Q-2 | PJM | 202 | 138 | 1239
239047 | 02PN TP | PJM | 202 | 138 | 1239
239050 | 02PV Q2 | PJM | 202 | 138 | 1239
239052 | 02PV Q4 | PJM | 202 | 138 | 1239
239060 | 02RDGVL | PJM | 202 | 138 | 1245
239063 | 02REYNOD | PJM | 202 | 138 | 1245
239072 | 02RIVRSD | PJM | 202 | 23 | 1231
239075 | 02ROSEMT | PJM | 202 | 138 | 1232
239076 | 02ROSS | PJM | 202 | 138 | 1234
239078 | 02RYAN | PJM | 202 | 138 | 1232
239079 | 02S EAST | PJM | 202 | 138 | 1240
239096 | 02SBRNQ2 | PJM | 202 | 138 | 1239
239099 | 02SENECA | PJM | 202 | 138 | 1235
239109 | 02SHRPQS | PJM | 202 | 138 | 1235
239110 | 02SIL_AV+ | PJM | 202 | 138 | 1245
239111 | 02SILICA | PJM | 202 | 138 | 1245
239118 | 02SSPQ11 | PJM | 202 | 138 | 1239
239119 | 02SSPQ13 | PJM | 202 | 138 | 1239
239125 | 02STONEY | PJM | 202 | 138 | 1232
239128 | 02SWANTN | PJM | 202 | 138 | 1245
239129 | 02SYLVNA | PJM | 202 | 138 | 1245
239130 | 02CD_LO+ | PJM | 202 | 69 | 1235
239131 | 02ZELI_NO | PJM | 202 | 69 | 1235
239132 | 02TALMDG | PJM | 202 | 138 | 1245
239136 | 02TEREX | PJM | 202 | 138 | 1232
239137 | 02THEIS | PJM | 202 | 138 | 1232
239138 | 02TOD | PJM | 202 | 138 | 1237
239141 | 02TRACO | PJM | 202 | 138 | 1235
239142 | 02TUSC | PJM | 202 | 138 | 1232
239148 | 02VALLEY | PJM | 202 | 138 | 1232
239151 | 02VULCTA | PJM | 202 | 138 | 1245
239158 | 02W.MED | PJM | 202 | 138 | 1232
239160 | 02WADS | PJM | 202 | 138 | 1232
239162 | 02WALBRD | PJM | 202 | 138 | 1245
239163 | 02WATERV | PJM | 202 | 138 | 1245
239166 | 02WCKLIF | PJM | 202 | 138 | 1238
239169 | 02WENTWT | PJM | 202 | 138 | 1245
239170 | 02WESTGT | PJM | 202 | 138 | 1245
239176 | 02WOOD+ | PJM | 202 | 138 | 1245
239179 | 02ZELI69 | PJM | 202 | 69 | 1235
239181 | 02ZNQ-15 | PJM | 202 | 138 | 1239
239182 | 02ZNQ-16 | PJM | 202 | 138 | 1239
239183 | 02OMNSRC | PJM | 202 | 69 | 1245
239184 | 02LOCUST | PJM | 202 | 69 | 1245
239185 | 02LYNCH | PJM | 202 | 69 | 1245
239186 | 02OAKDAL | PJM | 202 | 69 | 1245
239187 | 02TRACY | PJM | 202 | 69 | 1245
239190 | 02MDOWLK | PJM | 202 | 69 | 1245
239191 | 02JMDUTC | PJM | 202 | 138 | 1245
239193 | 02CONAGR | PJM | 202 | 138 | 1245
239194 | 02CALPH | PJM | 202 | 138 | 1245
239195 | 02MILIRN | PJM | 202 | 138 | 1241
239197 | 02BUCKEY | PJM | 202 | 138 | 1232
239198 | 02CONGRS | PJM | 202 | 138 | 1232
239199 | 02WN-STL | PJM | 202 | 138 | 1235
239215 | 02BRIGHT | PJM | 202 | 138 | 1233
239216 | 02TROY | PJM | 202 | 138 | 1233
239217 | 02REEDSB | PJM | 202 | 138 | 1241
239218 | 02SSCIOT | PJM | 202 | 138 | 1242
239222 | 02CHSTL | PJM | 202 | 138 | 1239
239227 | 02-1STSL | PJM | 202 | 138 | 1245
239236 | 02TOLHOS | PJM | 202 | 138 | 1245
239238 | 02SEVM | PJM | 202 | 138 | 1232
239239 | 02MEDCO | PJM | 202 | 138 | 1240
239242 | 02HOLT-A | PJM | 202 | 138 | 1240
239251 | 02GEQUTZ | PJM | 202 | 138 | 1239
239254 | 02DAWS-2 | PJM | 202 | 36 | 1246
239263 | 02STLUKE | PJM | 202 | 138 | 1245
239264 | 02DBP | PJM | 202 | 138 | 1242
239265 | 02AVXFER | PJM | 202 | 13.8 | 1230
239266 | 02AVSYNC | PJM | 202 | 13.8 | 1230
239267 | 02AVG10 | PJM | 202 | 13.8 | 1230
239275 | 02FLDSTN | PJM | 202 | 138 | 1233
239279 | 02CONCST | PJM | 202 | 138 | 1233
239296 | 02CPPRDG | PJM | 202 | 138 | 1240
239306 | 02REPUBLICSM | PJM | 202 | 138 | 1236
239307 | 02HARPERQ-21 | PJM | 202 | 138 | 1239
239308 | 02MR-ETH | PJM | 202 | 138 | 1242
239309 | 02BEDFD-OE | PJM | 202 | 69 | 1235
239310 | 02BPHUSKY | PJM | 202 | 138 | 1245
239312 | 02NS-YORK | PJM | 202 | 138 | 1245
239314 | 02NATBRNZ | PJM | 202 | 138 | 1233
239315 | 02STER-P | PJM | 202 | 138 | 1245
239316 | 02WASHREC | PJM | 202 | 138 | 1238
239319 | 02CAMDEN | PJM | 202 | 138 | 1233
239320 | 02FLWR HOSP | PJM | 202 | 138 | 1245
239321 | 02RSYSOH | PJM | 202 | 138 | 1237
239331 | 02GRANDRIVER | PJM | 202 | 138 | 1239
239341 | 02LEGEND | PJM | 202 | 138 | 1234
239346 | 02SILICA+ | PJM | 202 | 138 | 1245
239348 | 02WORTHST | PJM | 202 | 138 | 1245
239349 | 02MILCHM | PJM | 202 | 138 | 1239
239352 | 02DB SERV | PJM | 202 | 69 | 1245
239358 | 02GLENWILLOW | PJM | 202 | 345 | 1239 |  |  |  | 41.3699 | -81.4435
239362 | 02INVOLTA | PJM | 202 | 138 | 1232
239372 | 02HAGAN | PJM | 202 | 138 | 1236
239375 | 02JC-LP + | PJM | 202 | 23 | 1231
239376 | 02J.CORNER | PJM | 202 | 23 | 1231
239377 | 02LOU.PAC+ | PJM | 202 | 23 | 1231
239378 | 02B&C TP + | PJM | 202 | 23 | 1231
239379 | 02B&C IND+ | PJM | 202 | 23 | 1231
239380 | 02MIDWEST | PJM | 202 | 23 | 1231
239381 | 02PPG TAP+ | PJM | 202 | 23 | 1231
239382 | 02PPG.CHEM | PJM | 202 | 23 | 1231
239383 | 02B&C D.P. | PJM | 202 | 23 | 1231
239384 | 02BARB.W.W | PJM | 202 | 23 | 1231
239385 | 02STONER | PJM | 202 | 23 | 1231
239386 | 02NOBLE | PJM | 202 | 23 | 1231
239387 | 02FAIRLAWN | PJM | 202 | 23 | 1231
239388 | 02COPLEY | PJM | 202 | 23 | 1231
239389 | 02B&CMAC9+ | PJM | 202 | 23 | 1231
239390 | 02B&CMAC4 | PJM | 202 | 23 | 1231
239391 | 02COVENTRY | PJM | 202 | 23 | 1231
239392 | 02BARB.S&I | PJM | 202 | 23 | 1231
239393 | 02B&C CORP | PJM | 202 | 23 | 1231
239394 | 02WRIGHT + | PJM | 202 | 23 | 1231
239395 | 02CMP&REI+ | PJM | 202 | 23 | 1231
239396 | 02POLYRUB+ | PJM | 202 | 23 | 1231
239397 | 02HAM&AKF+ | PJM | 202 | 23 | 1231
239398 | 02MORGAN | PJM | 202 | 23 | 1231
239399 | 02BFG WL + | PJM | 202 | 23 | 1231
239400 | 02BFG PUMP | PJM | 202 | 23 | 1231
239401 | 02BFG PLT3 | PJM | 202 | 23 | 1231
239402 | 02FERRIOTT | PJM | 202 | 23 | 1231
239403 | 02KRUMROY | PJM | 202 | 23 | 1231
239404 | 02LORAL SY | PJM | 202 | 23 | 1231
239405 | 02THORNT + | PJM | 202 | 23 | 1231
239406 | 02THORNTON | PJM | 202 | 23 | 1231
239407 | 02BFG.SO.+ | PJM | 202 | 23 | 1231
239408 | 02MOR/ANN+ | PJM | 202 | 23 | 1231
239409 | 02MORGAN + | PJM | 202 | 23 | 1231
239410 | 02KENMORE | PJM | 202 | 23 | 1231
239411 | 02INTRNLS+ | PJM | 202 | 23 | 1231
239412 | 02BFGML3 + | PJM | 202 | 23 | 1231
239413 | 02SWEITZER | PJM | 202 | 23 | 1231
239414 | 02MCN&LGN+ | PJM | 202 | 23 | 1231
239415 | 02MCNEIL 2 | PJM | 202 | 23 | 1231
239416 | 02LOGAN M. | PJM | 202 | 23 | 1231
239417 | 02CANAL-FY | PJM | 202 | 23 | 1231
239419 | 02ATT_SRVC | PJM | 202 | 23 | 1231
239420 | 02ATT_CORP | PJM | 202 | 23 | 1231
239421 | 02EDGRTON+ | PJM | 202 | 23 | 1231
239423 | 02ST.THOMA | PJM | 202 | 23 | 1231
239424 | 02AETNARSP | PJM | 202 | 23 | 1231
239425 | 02HIGH #1 | PJM | 202 | 23 | 1231
239426 | 02HIGH #2 | PJM | 202 | 23 | 1231
239427 | 02CHILDREN | PJM | 202 | 23 | 1231
239428 | 02BAILEY | PJM | 202 | 23 | 1231
239429 | 02GROVE | PJM | 202 | 23 | 1231
239430 | 02DARY MT+ | PJM | 202 | 23 | 1231
239431 | 02FS-PM + | PJM | 202 | 23 | 1231
239432 | 02SONOCO + | PJM | 202 | 23 | 1231
239433 | 02FISH CK+ | PJM | 202 | 23 | 1231
239434 | 02SCHUL R+ | PJM | 202 | 23 | 1231
239435 | 02SCHULMAN | PJM | 202 | 23 | 1231
239436 | 02HOME AVE | PJM | 202 | 23 | 1231
239438 | 02OSAGE + | PJM | 202 | 23 | 1231
239439 | 02OSAGE | PJM | 202 | 23 | 1231
239440 | 02HIGH C1+ | PJM | 202 | 23 | 1231
239441 | 02HIGH C2+ | PJM | 202 | 23 | 1231
239442 | 02CARROLL | PJM | 202 | 23 | 1231
239443 | 02U.A./FOR | PJM | 202 | 23 | 1231
239444 | 02ANADLE E | PJM | 202 | 23 | 1231
239445 | 02ANADLE W | PJM | 202 | 23 | 1231
239446 | 02KEENEY + | PJM | 202 | 23 | 1231
239447 | 02C.HOSP2+ | PJM | 202 | 23 | 1231
239448 | 02CITY HOS | PJM | 202 | 23 | 1231
239449 | 02KENTOOL+ | PJM | 202 | 23 | 1231
239450 | 02GDYR LB+ | PJM | 202 | 23 | 1231
239452 | 02C.HOSP1+ | PJM | 202 | 23 | 1231
239453 | 02TALLMGE+ | PJM | 202 | 23 | 1231
239454 | 02GM-LE + | PJM | 202 | 23 | 1231
239455 | 02SCHNEL + | PJM | 202 | 23 | 1231
239456 | 02SCHNELER | PJM | 202 | 23 | 1231
239458 | 02BURDSAL+ | PJM | 202 | 23 | 1231
239459 | 02KENT W.W | PJM | 202 | 23 | 1231
239460 | 02SD.MYER+ | PJM | 202 | 23 | 1231
239461 | 02MOGADOR+ | PJM | 202 | 23 | 1231
239462 | 02NORTON + | PJM | 202 | 23 | 1231
239463 | 02GN.WHSE+ | PJM | 202 | 23 | 1231
239464 | 02MOGADORE | PJM | 202 | 23 | 1231
239465 | 02RCA TAP+ | PJM | 202 | 23 | 1231
239467 | 02RCA RUBR | PJM | 202 | 23 | 1231
239468 | 02ARLINGTN | PJM | 202 | 23 | 1231
239469 | 02AR-CARL+ | PJM | 202 | 23 | 1231
239470 | 02ACC AUT+ | PJM | 202 | 23 | 1231
239471 | 02KADER M+ | PJM | 202 | 23 | 1231
239472 | 02LEVEY | PJM | 202 | 23 | 1231
239473 | 02GEN.TIR+ | PJM | 202 | 23 | 1231
239475 | 02WORLD MT | PJM | 202 | 23 | 1231
239477 | 02Q.SQUARE | PJM | 202 | 23 | 1231
239478 | 02EAAN2 | PJM | 202 | 23 | 1231
239479 | 02OWENS | PJM | 202 | 23 | 1231
239480 | 02KEENEY | PJM | 202 | 23 | 1231
239484 | 02IRG_R_CITY | PJM | 202 | 23 | 1231
239488 | 02POLYMER | PJM | 202 | 23 | 1231
239500 | 02OH_JHNSON | PJM | 202 | 69 | 1232
239501 | 02HERITAGE | PJM | 202 | 69 | 1232
239502 | 02SEVLE M+ | PJM | 202 | 69 | 1232
239504 | 02WADMUN+2 | PJM | 202 | 69 | 1232
239505 | 02WADMUN+1 | PJM | 202 | 69 | 1232
239506 | 02OHIO BR+ | PJM | 202 | 69 | 1232
239507 | 02MEDINA | PJM | 202 | 69 | 1232
239508 | 02INDSTRY+ | PJM | 202 | 69 | 1232
239509 | 02PLASTPK+ | PJM | 202 | 69 | 1232
239510 | 02TLT BAB+ | PJM | 202 | 69 | 1232
239512 | 02MEDINA+ | PJM | 202 | 69 | 1232
239513 | 02SUNOIL + | PJM | 202 | 69 | 1232
239514 | 02MED BLK+ | PJM | 202 | 69 | 1232
239516 | 02MODERN T | PJM | 202 | 69 | 1232
239517 | 02W.RICHFD | PJM | 202 | 69 | 1232
239519 | 02VERIZON | PJM | 202 | 69 | 1232
239520 | 02HILLS | PJM | 202 | 69 | 1232
239521 | 02MACEDONI | PJM | 202 | 69 | 1232
239522 | 02BURT RB+ | PJM | 202 | 69 | 1232
239523 | 02CHITTEND | PJM | 202 | 69 | 1232
239524 | 02HUDSON M | PJM | 202 | 69 | 1232
239525 | 02SUN PIP+ | PJM | 202 | 69 | 1232
239526 | 02MORGAN + | PJM | 202 | 69 | 1232
239527 | 02STOW | PJM | 202 | 69 | 1232
239528 | 02GYR-WLK+ | PJM | 202 | 69 | 1232
239531 | 02GYR.MOLD | PJM | 202 | 69 | 1232
239533 | 02WYOGA | PJM | 202 | 69 | 1232
239534 | 02AK POLL+ | PJM | 202 | 69 | 1232
239535 | 02AKRON SE | PJM | 202 | 69 | 1232
239536 | 02MARTINOE | PJM | 202 | 69 | 1232
239537 | 02ARCO + | PJM | 202 | 69 | 1232
239538 | 02CLINT T+ | PJM | 202 | 69 | 1232
239542 | 02RANDOLPH | PJM | 202 | 69 | 1232
239543 | 02MON 1 + | PJM | 202 | 69 | 1232
239544 | 02MONARCH1 | PJM | 202 | 69 | 1232
239545 | 02MON 2 + | PJM | 202 | 69 | 1232
239546 | 02LOR WG + | PJM | 202 | 69 | 1232
239547 | 02LOR WGFT | PJM | 202 | 69 | 1232
239548 | 02GENCOR P | PJM | 202 | 69 | 1232
239549 | 02GYR/BY + | PJM | 202 | 69 | 1232
239552 | 02MCKNIGHT | PJM | 202 | 69 | 1232
239553 | 02PORTAGE | PJM | 202 | 69 | 1232
239555 | 02STD.OIL+ | PJM | 202 | 69 | 1232
239556 | 02BRIMFIEL | PJM | 202 | 69 | 1232
239557 | 02KENT WA+ | PJM | 202 | 69 | 1232
239558 | 02KSU + | PJM | 202 | 69 | 1232
239559 | 02KENTOE | PJM | 202 | 69 | 1232
239560 | 02SINGER | PJM | 202 | 69 | 1232
239561 | 02LITL TY+ | PJM | 202 | 69 | 1232
239563 | 02STREETSB | PJM | 202 | 69 | 1232
239564 | 02LK.ROCKW | PJM | 202 | 69 | 1232
239565 | 02SUMNER + | PJM | 202 | 69 | 1232
239566 | 02SUMNER | PJM | 202 | 69 | 1232
239567 | 02RMH/GE + | PJM | 202 | 69 | 1232
239568 | 02ROB.MEM. | PJM | 202 | 69 | 1232
239569 | 02G.E. RAV | PJM | 202 | 69 | 1232
239570 | 02RAVENNA | PJM | 202 | 69 | 1232
239571 | 02B&WPGG | PJM | 202 | 69 | 1232
239572 | 02PAECO + | PJM | 202 | 69 | 1232
239574 | 02CMPBLSPT | PJM | 202 | 69 | 1232
239575 | 02PACKRD + | PJM | 202 | 69 | 1232
239576 | 02TWINSBUR | PJM | 202 | 69 | 1232
239578 | 02GEAUGA | PJM | 202 | 69 | 1232
239579 | 02RUTR-STO | PJM | 202 | 69 | 1232
239580 | 02AURORA | PJM | 202 | 69 | 1232
239584 | 02CAR.PR.+ | PJM | 202 | 69 | 1232
239585 | 02CARLON P | PJM | 202 | 69 | 1232
239586 | 02MANTUAOE | PJM | 202 | 69 | 1232
239587 | 02FURON + | PJM | 202 | 69 | 1232
239592 | 02PROSPECT | PJM | 202 | 69 | 1232
239593 | 02N+GCB + | PJM | 202 | 69 | 1232
239594 | 02G.C.B. | PJM | 202 | 69 | 1232
239595 | 02D-G TAP+ | PJM | 202 | 69 | 1232
239596 | 02DAY-GLO | PJM | 202 | 69 | 1232
239597 | 02NESTLE F | PJM | 202 | 69 | 1232
239598 | 02INDRL PL | PJM | 202 | 69 | 1232
239599 | 02LUCUS AE | PJM | 202 | 69 | 1232
239601 | 02ITT LEST | PJM | 202 | 69 | 1232
239602 | 02VIKING F | PJM | 202 | 69 | 1232
239603 | 02TREAT | PJM | 202 | 69 | 1232
239605 | 02SEVILLE+ | PJM | 202 | 69 | 1232
239606 | 02CASE | PJM | 202 | 69 | 1232
239608 | 02MED.BLK | PJM | 202 | 69 | 1232
239609 | 02LIVERPOL | PJM | 202 | 69 | 1232
239611 | 02AURPLAS+ | PJM | 202 | 69 | 1232
239612 | 02ROCHLING | PJM | 202 | 69 | 1232
239613 | 02POE | PJM | 202 | 69 | 1232
239614 | 02BATH | PJM | 202 | 138 | 1232
239615 | 02OLDFRG | PJM | 202 | 138 | 1232
239617 | 02SOUREK | PJM | 202 | 138 | 1232
239619 | 02ALCOA | PJM | 202 | 138 | 1232
239620 | 02CARLBRAKE | PJM | 202 | 69 | 1232
239621 | 02RAVAGO | PJM | 202 | 69 | 1232
239635 | 02ELY WAST | PJM | 202 | 69 | 1233
239636 | 02AXTEL | PJM | 202 | 69 | 1233
239637 | 02BECOTEK | PJM | 202 | 69 | 1233
239638 | 02WASH. + | PJM | 202 | 69 | 1233
239639 | 02WASH. | PJM | 202 | 69 | 1233
239640 | 02WILL. + | PJM | 202 | 69 | 1233
239641 | 02WILLOW C | PJM | 202 | 69 | 1233
239642 | 0236TH.STR | PJM | 202 | 69 | 1233
239644 | 02ST.JOSE+ | PJM | 202 | 69 | 1233
239645 | 0221ST ST. | PJM | 202 | 69 | 1233
239646 | 02NAT.GYP+ | PJM | 202 | 69 | 1233
239647 | 02LOR.SEW+ | PJM | 202 | 69 | 1233
239648 | 02LOR.SEW. | PJM | 202 | 69 | 1233
239649 | 02LOR.PRD+ | PJM | 202 | 69 | 1233
239650 | 02LEHIGH + | PJM | 202 | 69 | 1233
239651 | 02LEHIGH | PJM | 202 | 69 | 1233
239652 | 02SHEF. + | PJM | 202 | 69 | 1233
239653 | 02SHEFFIEL | PJM | 202 | 69 | 1233
239654 | 02OAKWOOD+ | PJM | 202 | 69 | 1233
239655 | 02OAKWDOE | PJM | 202 | 69 | 1233
239656 | 02VINCENT+ | PJM | 202 | 69 | 1233
239657 | 02FREN CK+ | PJM | 202 | 69 | 1233
239658 | 02FR CREEK | PJM | 202 | 69 | 1233
239659 | 02ELY W.PO | PJM | 202 | 69 | 1233
239660 | 02SPRNGVOE | PJM | 202 | 69 | 1233
239661 | 02LCCC. + | PJM | 202 | 69 | 1233
239662 | 02LOR.CCC. | PJM | 202 | 69 | 1233
239665 | 02MILL + | PJM | 202 | 69 | 1233
239666 | 02REDMAN | PJM | 202 | 69 | 1233
239667 | 02WFRD NO+ | PJM | 202 | 69 | 1233
239668 | 02ENGLE + | PJM | 202 | 69 | 1233
239669 | 02ELY.HSP+ | PJM | 202 | 69 | 1233
239670 | 02WINCK S+ | PJM | 202 | 69 | 1233
239674 | 02PHANNIFIN | PJM | 202 | 69 | 1233
239676 | 02COLUMBOE | PJM | 202 | 69 | 1233
239680 | 02MOEN + | PJM | 202 | 69 | 1233
239681 | 02WOODFORD | PJM | 202 | 69 | 1233
239687 | 02S.AMH. | PJM | 202 | 69 | 1233
239689 | 02BCKEY P+ | PJM | 202 | 69 | 1233
239690 | 02WAKEMAN | PJM | 202 | 69 | 1233
239691 | 02BAIRD + | PJM | 202 | 69 | 1233
239695 | 02LAGRANGE | PJM | 202 | 69 | 1233
239696 | 02LCCF + | PJM | 202 | 69 | 1233
239697 | 02LTV-LCF+ | PJM | 202 | 69 | 1233
239698 | 02REP.STL. | PJM | 202 | 69 | 1233
239699 | 02PRO.PROC | PJM | 202 | 69 | 1233
239700 | 02HONEYWEL | PJM | 202 | 69 | 1233
239701 | 02VINCNTOE | PJM | 202 | 69 | 1233
239702 | 02ROBSON + | PJM | 202 | 69 | 1233
239704 | 02LAR. + | PJM | 202 | 69 | 1233
239705 | 02GRAF.MU+ | PJM | 202 | 69 | 1233
239706 | 02WEBSTER+ | PJM | 202 | 69 | 1233
239707 | 02CENTRAL+ | PJM | 202 | 69 | 1233
239708 | 02LITCHDOE | PJM | 202 | 69 | 1233
239709 | 02LITCH. + | PJM | 202 | 69 | 1233
239710 | 02WELL. MU | PJM | 202 | 69 | 1233
239711 | 02WELL. + | PJM | 202 | 69 | 1233
239712 | 02NOVA | PJM | 202 | 69 | 1233
239713 | 02NOVA + | PJM | 202 | 69 | 1233
239714 | 02N.LONDN+ | PJM | 202 | 69 | 1233
239715 | 02FITCHV. | PJM | 202 | 69 | 1233
239716 | 02FITCH. + | PJM | 202 | 69 | 1233
239717 | 02SPENCER+ | PJM | 202 | 69 | 1233
239718 | 02CARLSLE+ | PJM | 202 | 69 | 1233
239719 | 02CAPEL | PJM | 202 | 69 | 1233
239720 | 02BAUMHART | PJM | 202 | 69 | 1233
239721 | 02SHALMET+ | PJM | 202 | 69 | 1233
239724 | 02GRAF.MU2 | PJM | 202 | 69 | 1233
239727 | 02BASF | PJM | 202 | 69 | 1233
239731 | 02BLKRVR+ | PJM | 202 | 69 | 1233
239734 | 02CHARLESTON | PJM | 202 | 138 | 1233
239737 | 02HURONPUBP | PJM | 202 | 69 | 1244
239739 | 02CROMWELL | PJM | 202 | 138 | 1233
239766 | 02NAVARRE+ | PJM | 202 | 69 | 1234
239767 | 02BREWSTR | PJM | 202 | 69 | 1234
239768 | 02DUBLIN | PJM | 202 | 69 | 1234
239769 | 02DALTON | PJM | 202 | 69 | 1234
239770 | 02STRBL J+ | PJM | 202 | 69 | 1234
239771 | 02STROBEL | PJM | 202 | 69 | 1234
239772 | 02CHRTY RO | PJM | 202 | 69 | 1234
239773 | 02FOODWAY+ | PJM | 202 | 69 | 1234
239776 | 02TIGER | PJM | 202 | 69 | 1234
239777 | 02JACKS J+ | PJM | 202 | 69 | 1234
239778 | 02JACKOE | PJM | 202 | 69 | 1234
239779 | 02GRIEF T+ | PJM | 202 | 69 | 1234
239780 | 02WARMNG + | PJM | 202 | 69 | 1234
239781 | 02NAVARRE | PJM | 202 | 69 | 1234
239782 | 02RICH TP+ | PJM | 202 | 69 | 1234
239783 | 02RICHVILL | PJM | 202 | 69 | 1234
239784 | 02CARMONT | PJM | 202 | 69 | 1234
239785 | 02CARMONT+ | PJM | 202 | 69 | 1234
239786 | 02MAS_MGMT | PJM | 202 | 69 | 1234
239787 | 02STERILTE+ | PJM | 202 | 69 | 1234
239788 | 02WADS BK+ | PJM | 202 | 69 | 1234
239789 | 02PCA + | PJM | 202 | 69 | 1234
239790 | 02MORTN S+ | PJM | 202 | 69 | 1234
239791 | 02RITTMAN | PJM | 202 | 69 | 1234
239812 | 02ENON VAL | PJM | 202 | 69 | 1235
239813 | 02CHIPPEWA | PJM | 202 | 69 | 1235
239814 | 02DARLINGT | PJM | 202 | 69 | 1235
239815 | 02PITTS.TU | PJM | 202 | 69 | 1235
239816 | 02ESSROC | PJM | 202 | 69 | 1235
239817 | 02BESSEMER | PJM | 202 | 69 | 1235
239818 | 02SDWN-PLT | PJM | 202 | 69 | 1235
239819 | 02EL FORG | PJM | 202 | 69 | 1235
239820 | 02KOPL-LUR | PJM | 202 | 69 | 1235
239821 | 02CASTLEWO | PJM | 202 | 69 | 1235
239822 | 02ELLWOOD | PJM | 202 | 69 | 1235
239823 | 02INMETCO | PJM | 202 | 69 | 1235
239824 | 02THOMSN R | PJM | 202 | 69 | 1235
239825 | 02KNOX-PP | PJM | 202 | 69 | 1235
239826 | 02EVANSCIT | PJM | 202 | 69 | 1235
239827 | 02CALLCHEM | PJM | 202 | 69 | 1235
239828 | 02ROES.BRN | PJM | 202 | 69 | 1235
239829 | 02MARS | PJM | 202 | 69 | 1235
239830 | 02MAN.RD.E | PJM | 202 | 69 | 1235
239833 | 02E RAILCR | PJM | 202 | 69 | 1235
239834 | 02WARRENDA | PJM | 202 | 69 | 1235
239835 | 02MAN.RD.W | PJM | 202 | 69 | 1235
239836 | 02RICHARD | PJM | 202 | 69 | 1235
239837 | 02BRANDT | PJM | 202 | 69 | 1235
239840 | 02MCDUFF | PJM | 202 | 69 | 1235
239841 | 02CASCADE | PJM | 202 | 69 | 1235
239842 | 02PERRY-PP | PJM | 202 | 69 | 1235
239843 | 02RAY STRE | PJM | 202 | 69 | 1235
239844 | 02YDC-WEST | PJM | 202 | 69 | 1235
239845 | 02HILLCRES | PJM | 202 | 69 | 1235
239846 | 02WALMO | PJM | 202 | 69 | 1235
239847 | 02N.WILMTO | PJM | 202 | 69 | 1235
239848 | 02WILLOWBR | PJM | 202 | 69 | 1235
239849 | 02YDC-EAST | PJM | 202 | 69 | 1235
239850 | 02HARLAN | PJM | 202 | 69 | 1235
239851 | 02LEESBGPP | PJM | 202 | 69 | 1235
239852 | 02HARBOR | PJM | 202 | 69 | 1235
239853 | 02BEDFORD | PJM | 202 | 69 | 1235
239855 | 02MIDSEX J | PJM | 202 | 69 | 1235
239856 | 02WHEATLD+ | PJM | 202 | 69 | 1235
239857 | 02W.MIDLSE | PJM | 202 | 69 | 1235
239858 | 02ADM-RIDG | PJM | 202 | 69 | 1235
239859 | 02HERMITAG | PJM | 202 | 69 | 1235
239860 | 02HICKRYPP | PJM | 202 | 69 | 1235
239861 | 02CP.REYN+ | PJM | 202 | 69 | 1235
239862 | 02MERCER | PJM | 202 | 69 | 1235
239863 | 02ITT-MRFR | PJM | 202 | 69 | 1235
239864 | 02DP CORTN | PJM | 202 | 69 | 1235
239865 | 02SHARPSV+ | PJM | 202 | 69 | 1235
239866 | 02JAMES.TP | PJM | 202 | 69 | 1235
239868 | 02CANAL TA | PJM | 202 | 69 | 1235
239870 | 02HEMPFIEL | PJM | 202 | 69 | 1235
239871 | 02HART.TAP | PJM | 202 | 69 | 1235
239872 | 02WERNER | PJM | 202 | 69 | 1235
239873 | 02HARTSTWN | PJM | 202 | 69 | 1235
239874 | 02HADLEY | PJM | 202 | 69 | 1235
239875 | 02STONEBOR | PJM | 202 | 69 | 1235
239876 | 02GRV_CTY_B | PJM | 202 | 69 | 1235
239878 | 02SILVER S | PJM | 202 | 69 | 1235
239879 | 02UNION-PP | PJM | 202 | 69 | 1235
239880 | 02WHEATLND | PJM | 202 | 69 | 1235
239881 | 02Y10 TAP | PJM | 202 | 69 | 1235
239882 | 02DYNA MTL | PJM | 202 | 69 | 1235
239883 | 02SDWN-DRG | PJM | 202 | 69 | 1235
239884 | 02CONNE TP | PJM | 202 | 69 | 1235
239885 | 02CONNEAUT | PJM | 202 | 69 | 1235
239886 | 02CEDAMILL | PJM | 202 | 69 | 1235
239887 | 02GRANT ST | PJM | 202 | 69 | 1235
239888 | 02HILLCRE+ | PJM | 202 | 69 | 1235
239890 | 02GRNV MTL | PJM | 202 | 69 | 1235
239892 | 02SHARPSVI | PJM | 202 | 69 | 1235
239893 | 02Y299+ | PJM | 202 | 69 | 1235
239894 | 02CP.REYNL | PJM | 202 | 69 | 1235
239895 | 02POTTER | PJM | 202 | 69 | 1235
239896 | 02CONSUMER | PJM | 202 | 69 | 1235
239897 | 02ALLGHENY | PJM | 202 | 69 | 1235
239898 | 02PYMG MTR | PJM | 202 | 69 | 1235
239899 | 02ST LN SW | PJM | 202 | 69 | 1235
239900 | 02FOMBELL | PJM | 202 | 69 | 1235
239901 | 02BLAIR TA | PJM | 202 | 69 | 1235
239903 | 02JAMESTWN | PJM | 202 | 69 | 1235
239904 | 02MCKNITE | PJM | 202 | 69 | 1235
239927 | 02THOMPSRN | PJM | 202 | 69 | 1235
239928 | 02VETERANS | PJM | 202 | 69 | 1235
239929 | 02BRANDT+ | PJM | 202 | 69 | 1235
239931 | 02WEXFORD | PJM | 202 | 69 | 1235
239932 | 02MCD_DIST | PJM | 202 | 69 | 1235
239941 | 02HNDERSN | PJM | 202 | 69 | 1235
239942 | 02FRWMILL | PJM | 202 | 69 | 1235
239947 | 02PENN_EQUIP | PJM | 202 | 69 | 1235
239948 | 02GE_TSD | PJM | 202 | 69 | 1235
239963 | 02ALL.MACH | PJM | 202 | 69 | 1236
239964 | 02FAIRMNT+ | PJM | 202 | 69 | 1236
239966 | 02PTC ALL. | PJM | 202 | 69 | 1236
239967 | 02TRN WIL+ | PJM | 202 | 69 | 1236
239968 | 02SANCAP | PJM | 202 | 69 | 1236
239969 | 02US CAN | PJM | 202 | 69 | 1236
239970 | 02LEXINGTO | PJM | 202 | 69 | 1236
239971 | 02B&W RES+ | PJM | 202 | 69 | 1236
239972 | 02MORGAN | PJM | 202 | 69 | 1236
239973 | 02SOUTHEAS | PJM | 202 | 69 | 1236
239975 | 02BEECHWOO | PJM | 202 | 69 | 1236
239976 | 02FAIRMTOE | PJM | 202 | 69 | 1236
239977 | 02PCC.AIRF | PJM | 202 | 69 | 1236
239978 | 02LYNCHBUR | PJM | 202 | 69 | 1236
239979 | 02WESTVILL | PJM | 202 | 69 | 1236
239980 | 02BELOIT + | PJM | 202 | 69 | 1236
239981 | 02SEBRING | PJM | 202 | 69 | 1236
239982 | 02SC-TW T+ | PJM | 202 | 69 | 1236
239983 | 02SAWBURG | PJM | 202 | 69 | 1236
239984 | 02L.TYKES | PJM | 202 | 69 | 1236
239985 | 02L.TYKES+ | PJM | 202 | 69 | 1236
239986 | 02NEWSTACY | PJM | 202 | 138 | 1236
239988 | 02FE-POLO | PJM | 202 | 138 | 1236
240054 | 02GARRETTS | PJM | 202 | 69 | 1237
240056 | 02PARKMAN | PJM | 202 | 69 | 1237
240057 | 02SOUTHING | PJM | 202 | 69 | 1237
240058 | 02DENMAN + | PJM | 202 | 69 | 1237
240059 | 02DENMAN R | PJM | 202 | 69 | 1237
240060 | 02LEAVITTS | PJM | 202 | 69 | 1237
240062 | 02WINDHAM+ | PJM | 202 | 69 | 1237
240063 | 02WINDHAM | PJM | 202 | 69 | 1237
240065 | 02THERMO + | PJM | 202 | 69 | 1237
240066 | 02THERMO | PJM | 202 | 69 | 1237
240067 | 02FREEDOM | PJM | 202 | 69 | 1237
240069 | 02LORDSTOWN | PJM | 202 | 345 | 1237 |  |  |  | 41.1501 | -80.8523
240077 | AB1-015 E | PJM | 202 | 138 | 1237
240090 | 02MA.WWTP+ | PJM | 202 | 23 | 1238
240091 | 02MEANDER | PJM | 202 | 23 | 1238
240092 | 02MCDONLD+ | PJM | 202 | 23 | 1238
240093 | 02MIN.RID+ | PJM | 202 | 23 | 1238
240094 | 02W.AUSTN+ | PJM | 202 | 23 | 1238
240095 | 02MCKINLEY | PJM | 202 | 23 | 1238
240096 | 02INDALEX | PJM | 202 | 23 | 1238
240097 | 02ST ELIZ | PJM | 202 | 23 | 1238
240098 | 02SS MOS+ | PJM | 202 | 23 | 1238
240099 | 02MOSIER | PJM | 202 | 23 | 1238
240100 | 02WIRT | PJM | 202 | 23 | 1238
240101 | 02N.S.HOSP | PJM | 202 | 23 | 1238
240102 | 02CI.LOGN+ | PJM | 202 | 23 | 1238
240103 | 02CI.ANDR+ | PJM | 202 | 23 | 1238
240104 | 02CAMPBLL | PJM | 202 | 23 | 1238
240105 | 02MCGUFFY | PJM | 202 | 23 | 1238
240106 | 02WOOD-202 | PJM | 202 | 23 | 1238
240107 | 02FRONT | PJM | 202 | 23 | 1238
240108 | 02VINDCTR+ | PJM | 202 | 23 | 1238
240109 | 02U.ENG C+ | PJM | 202 | 23 | 1238
240110 | 02YN UNIV+ | PJM | 202 | 23 | 1238
240111 | 02EMERSON | PJM | 202 | 23 | 1238
240112 | 02CLD MTL+ | PJM | 202 | 23 | 1238
240113 | 02CALEX2 + | PJM | 202 | 23 | 1238
240114 | 02STOP 22 | PJM | 202 | 23 | 1238
240115 | 02HUB MUN+ | PJM | 202 | 23 | 1238
240117 | 02COITSVIL | PJM | 202 | 23 | 1238
240118 | 02HOWELL + | PJM | 202 | 23 | 1238
240120 | 02BELMNT | PJM | 202 | 23 | 1238
240121 | 02S.S.HOSP | PJM | 202 | 23 | 1238
240122 | 02OAKHILL | PJM | 202 | 23 | 1238
240123 | 02CLIFTON | PJM | 202 | 23 | 1238
240124 | 02INDIANOL | PJM | 202 | 23 | 1238
240125 | 02MET CAR+ | PJM | 202 | 23 | 1238
240126 | 02CENTER | PJM | 202 | 23 | 1238
240127 | 02GIBSON | PJM | 202 | 23 | 1238
240128 | 02YN SEW + | PJM | 202 | 23 | 1238
240129 | 02U.ENG P+ | PJM | 202 | 23 | 1238
240130 | 02WAR FAB+ | PJM | 202 | 23 | 1238
240131 | 02WARREN F | PJM | 202 | 23 | 1238
240132 | 02IPL | PJM | 202 | 23 | 1238
240133 | 02CI TAP + | PJM | 202 | 23 | 1238
240134 | 02HUBBARD | PJM | 202 | 23 | 1238
240135 | 02MVSD + | PJM | 202 | 23 | 1238
240136 | 02CI TAP2+ | PJM | 202 | 23 | 1238
240137 | 02HYNES ST | PJM | 202 | 69 | 1238
240138 | 02FALCON + | PJM | 202 | 69 | 1238
240139 | 02MILTON L | PJM | 202 | 69 | 1238
240140 | 02BERLIN P | PJM | 202 | 69 | 1238
240141 | 02BERLN C+ | PJM | 202 | 69 | 1238
240142 | 02BLOOMFEL | PJM | 202 | 69 | 1238
240143 | 02NEGLEY + | PJM | 202 | 69 | 1238
240144 | 02ZANE + | PJM | 202 | 69 | 1238
240146 | 02BROOKFD+ | PJM | 202 | 69 | 1238
240147 | 02DILWORTH | PJM | 202 | 69 | 1238
240148 | 02ANDOVER | PJM | 202 | 69 | 1238
240149 | 02HARTFRD | PJM | 202 | 69 | 1238
240150 | 02KIMBERLY | PJM | 202 | 69 | 1238
240152 | 02ROTH BR+ | PJM | 202 | 69 | 1238
240153 | 02CHURCHIL | PJM | 202 | 69 | 1238
240154 | 02TYRRELL | PJM | 202 | 69 | 1238
240155 | 02WEAN-HE+ | PJM | 202 | 69 | 1238
240156 | 02PACKARD+ | PJM | 202 | 69 | 1238
240157 | 02WICKLIFF | PJM | 202 | 69 | 1238
240158 | 02CORNERSB | PJM | 202 | 69 | 1238
240159 | 02BELLAVIS | PJM | 202 | 69 | 1238
240160 | 02SINTER P | PJM | 202 | 69 | 1238
240161 | 02AUS T&D+ | PJM | 202 | 69 | 1238
240162 | 02CRUM + | PJM | 202 | 69 | 1238
240163 | 02DOOR&GE+ | PJM | 202 | 69 | 1238
240164 | 02BANCRFOE | PJM | 202 | 69 | 1238
240165 | 02AEROLT + | PJM | 202 | 69 | 1238
240166 | 02WETHRSL+ | PJM | 202 | 69 | 1238
240167 | 02GENERAL | PJM | 202 | 69 | 1238
240168 | 02ZEDAKER | PJM | 202 | 69 | 1238
240170 | 02HITCHCOC | PJM | 202 | 69 | 1238
240171 | 02CANFIELD | PJM | 202 | 69 | 1238
240172 | 02CS&ELLS+ | PJM | 202 | 69 | 1238
240173 | 02BUCKEYE+ | PJM | 202 | 69 | 1238
240174 | 02GREENFOR | PJM | 202 | 69 | 1238
240179 | 02BDMN WW+ | PJM | 202 | 69 | 1238
240181 | 02NORTH LI | PJM | 202 | 69 | 1238
240182 | 02PETERBG | PJM | 202 | 69 | 1238
240183 | 02COL FND+ | PJM | 202 | 69 | 1238
240184 | 02NTL RFR+ | PJM | 202 | 69 | 1238
240185 | 02LEETONIA | PJM | 202 | 69 | 1238
240186 | 02LISBN-OE | PJM | 202 | 69 | 1238
240187 | 02COL MUN+ | PJM | 202 | 69 | 1238
240188 | 02FAIRFIEL | PJM | 202 | 69 | 1238
240189 | 02GEN EXTR | PJM | 202 | 69 | 1238
240190 | 02COLMUN2+ | PJM | 202 | 69 | 1238
240191 | 02USAFBASE | PJM | 202 | 69 | 1238
240192 | 02VIENNA + | PJM | 202 | 69 | 1238
240193 | 02MATHEWS | PJM | 202 | 69 | 1238
240194 | 02N.ST-BAR | PJM | 202 | 69 | 1238
240195 | 02CARBONLM | PJM | 202 | 69 | 1238
240196 | 02FRESHMRK | PJM | 202 | 69 | 1238
240197 | 02PETRSBG+ | PJM | 202 | 69 | 1238
240198 | 02ELLSWTH | PJM | 202 | 69 | 1238
240199 | 02ALLIED + | PJM | 202 | 69 | 1238
240200 | 02NEVADA + | PJM | 202 | 69 | 1238
240201 | 02BUTECH+ | PJM | 202 | 69 | 1238
240202 | 02AS SALEM | PJM | 202 | 69 | 1238
240203 | 02EL FURN+ | PJM | 202 | 69 | 1238
240204 | 02ELECFURN | PJM | 202 | 69 | 1238
240205 | 02TRUCUT+ | PJM | 202 | 69 | 1238
240206 | 02BLCKHWK+ | PJM | 202 | 69 | 1238
240207 | 02DEMING C | PJM | 202 | 69 | 1238
240209 | 02AERO IND | PJM | 202 | 69 | 1238
240210 | 02TIPPECAN | PJM | 202 | 69 | 1238
240212 | 02ST ELIZ S | PJM | 202 | 23 | 1238
240213 | 02MHNGLFH093 | PJM | 202 | 69 | 1238
240214 | 02PENNANTTAP | PJM | 202 | 138 | 1238
240215 | 02ST.ELIZ | PJM | 202 | 69 | 1238
240216 | 02PENNANT | PJM | 202 | 138 | 1238
240218 | 02GUILFORD | PJM | 202 | 138 | 1238
240219 | 02WELDON | PJM | 202 | 69 | 1238
240240 | 02NEORSD | PJM | 202 | 138 | 1240
240256 | 02FMC-3 | PJM | 202 | 13.2 | 1239
240257 | 02FMC-4 | PJM | 202 | 13.2 | 1239
240358 | 02GEN-Y1-012 | PJM | 202 | 36 | 1246
240365 | 02LRN Q3 | PJM | 202 | 138 | 1239
240366 | 02PETMIN | PJM | 202 | 138 | 1239
240455 | 02LEX-OP + | PJM | 202 | 69 | 1241
240457 | 02IDEAL | PJM | 202 | 69 | 1241
240458 | 02SRHOMER | PJM | 202 | 69 | 1241
240459 | 02SULLIVAN | PJM | 202 | 69 | 1241
240460 | 02SULL + | PJM | 202 | 69 | 1241
240461 | 02REPP | PJM | 202 | 69 | 1241
240462 | 02REPP + | PJM | 202 | 69 | 1241
240463 | 02LODI | PJM | 202 | 69 | 1241
240464 | 02BURBANK | PJM | 202 | 69 | 1241
240465 | 02LM-CGAS | PJM | 202 | 69 | 1233
240466 | 02SRFIR_ST | PJM | 202 | 69 | 1241
240468 | 02JAYPLAS+ | PJM | 202 | 69 | 1241
240469 | 02JAYPLAST | PJM | 202 | 69 | 1241
240470 | 02SRBOWMAN | PJM | 202 | 69 | 1241
240471 | 02SIXTH ST | PJM | 202 | 69 | 1241
240472 | 02TRIM + | PJM | 202 | 69 | 1241
240473 | 02TRIMBLE | PJM | 202 | 69 | 1241
240474 | 02ART + | PJM | 202 | 69 | 1241
240477 | 02LUNTZ | PJM | 202 | 69 | 1241
240478 | 02P.P.G. | PJM | 202 | 69 | 1241
240479 | 02CRESTLIN | PJM | 202 | 69 | 1241
240480 | 02G PLAS | PJM | 202 | 69 | 1241
240482 | 02JEFFRSN | PJM | 202 | 69 | 1241
240484 | 02CLINE | PJM | 202 | 69 | 1241
240485 | 02GEN.HOSP | PJM | 202 | 69 | 1241
240486 | 02SRLINDEN | PJM | 202 | 69 | 1241
240487 | 02L-WW + | PJM | 202 | 69 | 1241
240488 | 02ALTASWST | PJM | 202 | 69 | 1241
240489 | 02MN WATR | PJM | 202 | 69 | 1241
240490 | 02MIFLN + | PJM | 202 | 69 | 1241
240491 | 02MIFFLIN | PJM | 202 | 69 | 1241
240492 | 02AM-AUGER | PJM | 202 | 69 | 1241
240493 | 02PERRYVL+ | PJM | 202 | 69 | 1241
240494 | 02COULTER | PJM | 202 | 69 | 1241
240495 | 02MN.SANIT | PJM | 202 | 69 | 1241
240496 | 02MOHICAN | PJM | 202 | 69 | 1241
240497 | 02JEROMVL | PJM | 202 | 69 | 1241
240498 | 02SRJEROME | PJM | 202 | 69 | 1241
240499 | 02MOHICNVL | PJM | 202 | 69 | 1241
240500 | 02WIL RSRCH | PJM | 202 | 69 | 1241
240501 | 02FLXI + | PJM | 202 | 69 | 1241
240502 | 02POLK | PJM | 202 | 69 | 1241
240503 | 02W.SALEM | PJM | 202 | 69 | 1241
240505 | 02ASH.REC | PJM | 202 | 69 | 1241
240506 | 02HALE | PJM | 202 | 69 | 1241
240507 | 02C&A + | PJM | 202 | 69 | 1241
240508 | 02CLMT& AC | PJM | 202 | 69 | 1241
240509 | 02ASH WW + | PJM | 202 | 69 | 1241
240510 | 02ASH W.W. | PJM | 202 | 69 | 1241
240511 | 02FEM&F + | PJM | 202 | 69 | 1241
240512 | 02FE.MYERS | PJM | 202 | 69 | 1241
240513 | 02FAULTLES | PJM | 202 | 69 | 1241
240515 | 02TREMCO | PJM | 202 | 69 | 1241
240516 | 02ASH.CHEM | PJM | 202 | 69 | 1241
240517 | 02B&P + | PJM | 202 | 69 | 1241
240518 | 02BUD &PCA | PJM | 202 | 69 | 1241
240520 | 02HYDR-O | PJM | 202 | 69 | 1241
240521 | 02FAIRVIEW | PJM | 202 | 69 | 1241
240522 | 02DELL | PJM | 202 | 69 | 1241
240523 | 02MERILLAT | PJM | 202 | 69 | 1241
240525 | 02GAR-NATL | PJM | 202 | 69 | 1241
240531 | 02BROSHCO | PJM | 202 | 69 | 1241
240555 | 02WATER + | PJM | 202 | 34.5 | 1242
240556 | 02MR.WATER | PJM | 202 | 34.5 | 1242
240557 | 02CR-R W.+ | PJM | 202 | 34.5 | 1242
240558 | 02MRWAST W | PJM | 202 | 34.5 | 1242
240559 | 02UNC-STRT | PJM | 202 | 34.5 | 1242
240560 | 02UNCAPHR+ | PJM | 202 | 34.5 | 1242
240561 | 02UNCAPHER | PJM | 202 | 34.5 | 1242
240562 | 02STRATOFL | PJM | 202 | 34.5 | 1242
240563 | 02RAYLS CO | PJM | 202 | 34.5 | 1242
240564 | 02CN-R S.+ | PJM | 202 | 34.5 | 1242
240567 | 02CENTRL | PJM | 202 | 34.5 | 1242
240568 | 02GAYLORD+ | PJM | 202 | 34.5 | 1242
240569 | 02GAYLRD | PJM | 202 | 34.5 | 1242
240570 | 02CN-R.N. | PJM | 202 | 34.5 | 1242
240571 | 02HARVEY | PJM | 202 | 34.5 | 1242
240572 | 02PRAIRIE | PJM | 202 | 34.5 | 1242
240573 | 02ORDNANCE | PJM | 202 | 34.5 | 1242
240574 | 02ORD.JCT. | PJM | 202 | 34.5 | 1242
240575 | 02TRI-RIV | PJM | 202 | 34.5 | 1242
240576 | 02PARK | PJM | 202 | 34.5 | 1242
240577 | 02BEXLEY+ | PJM | 202 | 34.5 | 1242
240578 | 02BEXLEY | PJM | 202 | 34.5 | 1242
240579 | 02SIMCOTE | PJM | 202 | 34.5 | 1242
240580 | 02GEORGE | PJM | 202 | 34.5 | 1242
240581 | 02CNTL.SYA | PJM | 202 | 34.5 | 1242
240582 | 02FAIRFLD | PJM | 202 | 34.5 | 1242
240583 | 02FAIR. EN | PJM | 202 | 34.5 | 1242
240584 | 02TODCO + | PJM | 202 | 34.5 | 1242
240585 | 02TODCO DO | PJM | 202 | 34.5 | 1242
240586 | 02CR-R E.+ | PJM | 202 | 34.5 | 1242
240587 | 02GP6 | PJM | 202 | 34.5 | 1242
240589 | 02ACT_PACK | PJM | 202 | 34.5 | 1242
240590 | 02WHIRLPOL | PJM | 202 | 34.5 | 1242
240591 | 02EATON | PJM | 202 | 34.5 | 1242
240592 | 02PUREX | PJM | 202 | 34.5 | 1242
240594 | 02MOUND | PJM | 202 | 34.5 | 1242
240595 | 02DRYPERS | PJM | 202 | 34.5 | 1242
240596 | 02NEW CALI | PJM | 202 | 69 | 1242
240599 | 02DARBY | PJM | 202 | 69 | 1242
240600 | 02SCIOTO + | PJM | 202 | 69 | 1242
240601 | 02SCIOTO R | PJM | 202 | 69 | 1242
240602 | 02RADNOR | PJM | 202 | 69 | 1242
240603 | 02PROSPEC+ | PJM | 202 | 69 | 1242
240604 | 02PRSPCTSR | PJM | 202 | 69 | 1242
240605 | 02RICHWOOD | PJM | 202 | 69 | 1242
240606 | 02HART + | PJM | 202 | 69 | 1242
240607 | 02HARTFORD | PJM | 202 | 69 | 1242
240608 | 02SROXFORD | PJM | 202 | 69 | 1242
240609 | 02SRLIBERT | PJM | 202 | 69 | 1242
240610 | 02SCHAAF | PJM | 202 | 69 | 1242
240611 | 02STEVENS | PJM | 202 | 69 | 1242
240612 | 02GALON M | PJM | 202 | 69 | 1242
240613 | 02SNYDERREC | PJM | 202 | 69 | 1242
240614 | 02SRTROY | PJM | 202 | 69 | 1242
240615 | 02AMLUMBR | PJM | 202 | 69 | 1242
240617 | 02YANKHAR+ | PJM | 202 | 69 | 1242
240618 | 02YANKEE | PJM | 202 | 69 | 1242
240619 | 02SRHARMON | PJM | 202 | 69 | 1242
240620 | 02DEBOLT | PJM | 202 | 69 | 1242
240621 | 02H.P.M. + | PJM | 202 | 69 | 1242
240622 | 02H.P.M. | PJM | 202 | 69 | 1242
240623 | 02EDISON | PJM | 202 | 69 | 1242
240624 | 02GALON M2 | PJM | 202 | 69 | 1242
240626 | 02MARENGO+ | PJM | 202 | 69 | 1242
240627 | 02MARENGO | PJM | 202 | 69 | 1242
240632 | 02YUTAKA | PJM | 202 | 69 | 1242
240656 | 02FERNCLFF | PJM | 202 | 69 | 1243
240657 | 02RIDGEWOO | PJM | 202 | 69 | 1243
240658 | 02N.HAMPTO | PJM | 202 | 69 | 1243
240659 | 02MEDWAY | PJM | 202 | 69 | 1243
240660 | 02ENON | PJM | 202 | 69 | 1243
240661 | 02RONA | PJM | 202 | 69 | 1243
240664 | 02R & G | PJM | 202 | 69 | 1243
240665 | 02RITTAL | PJM | 202 | 69 | 1243
240666 | 02WATER WK | PJM | 202 | 69 | 1243
240667 | 02NAVIST A | PJM | 202 | 69 | 1243
240668 | 02VILLA | PJM | 202 | 69 | 1243
240671 | 02FREEMAN | PJM | 202 | 69 | 1243
240672 | 02EASTSIDE | PJM | 202 | 69 | 1243
240673 | 02KELLY | PJM | 202 | 69 | 1243
240674 | 02ROCKAWAY | PJM | 202 | 69 | 1243
240675 | 02WITNBRG+ | PJM | 202 | 69 | 1243
240676 | 02WITTENBR | PJM | 202 | 69 | 1243
240678 | 02CSCADE | PJM | 202 | 69 | 1243
240679 | 02ELMWOOD | PJM | 202 | 69 | 1243
240682 | 02CLRKTEC+ | PJM | 202 | 69 | 1243
240683 | 02CLARK TE | PJM | 202 | 69 | 1243
240684 | 02LEFFELS | PJM | 202 | 69 | 1243
240685 | 02WESTERN+ | PJM | 202 | 69 | 1243
240686 | 02WESTERN | PJM | 202 | 69 | 1243
240687 | 02TITUS | PJM | 202 | 69 | 1243
240688 | 02PLATSBUR | PJM | 202 | 69 | 1243
240689 | 02LCI + | PJM | 202 | 69 | 1243
240690 | 02LONDON C | PJM | 202 | 69 | 1243
240691 | 02BG PLAN+ | PJM | 202 | 69 | 1243
240692 | 02BIG PLAI | PJM | 202 | 69 | 1243
240693 | 02LI & D + | PJM | 202 | 69 | 1243
240694 | 02LI & DEE | PJM | 202 | 69 | 1243
240695 | 02LAFYTTE+ | PJM | 202 | 69 | 1243
240696 | 02LAFAYETT | PJM | 202 | 69 | 1243
240697 | 02SP/MR TI | PJM | 202 | 69 | 1243
240698 | 02ASHLND O | PJM | 202 | 69 | 1243
240699 | 02TECH II | PJM | 202 | 69 | 1243
240700 | 02TECH + | PJM | 202 | 69 | 1243
240704 | 02ROSE-CITY | PJM | 202 | 69 | 1243
240705 | 02SPRMED | PJM | 202 | 69 | 1243
240706 | 02NATIONAL | PJM | 202 | 138 | 1243
240708 | 02JEFFERSON | PJM | 202 | 69 | 1243
240709 | 02N TITUS | PJM | 202 | 138 | 1243
240758 | 02GLIDDNOE | PJM | 202 | 69 | 1244
240759 | 02GLIDDEN+ | PJM | 202 | 69 | 1244
240760 | 02PILSBRY+ | PJM | 202 | 69 | 1244
240761 | 02HURON LI | PJM | 202 | 69 | 1244
240762 | 02BOGART | PJM | 202 | 69 | 1244
240763 | 02WILMER | PJM | 202 | 69 | 1244
240764 | 02COVERT | PJM | 202 | 69 | 1244
240765 | 02ROUTH P. | PJM | 202 | 69 | 1244
240766 | 02ROUTH P+ | PJM | 202 | 69 | 1244
240767 | 02SAND.CU. | PJM | 202 | 69 | 1244
240768 | 02SAND.CU+ | PJM | 202 | 69 | 1244
240769 | 02BELLEVUE | PJM | 202 | 69 | 1244
240770 | 02HARKNESS | PJM | 202 | 69 | 1244
240773 | 02N&W BELL | PJM | 202 | 69 | 1244
240774 | 02LYME | PJM | 202 | 69 | 1244
240775 | 02MONROVL+ | PJM | 202 | 69 | 1244
240776 | 02CARRAIGE | PJM | 202 | 69 | 1244
240777 | 02BROOKER+ | PJM | 202 | 69 | 1244
240778 | 02SAUER | PJM | 202 | 69 | 1244
240779 | 02ADAMS SU | PJM | 202 | 69 | 1244
240780 | 02HIGHWAY+ | PJM | 202 | 69 | 1244
240781 | 02MILN NO+ | PJM | 202 | 69 | 1244
240782 | 02CARRAGE+ | PJM | 202 | 69 | 1244
240784 | 02WELLS HI | PJM | 202 | 69 | 1244
240786 | 02CERTAIN+ | PJM | 202 | 69 | 1244
240787 | 02PIKE SUB | PJM | 202 | 69 | 1244
240788 | 02FLAT RK+ | PJM | 202 | 69 | 1244
240790 | 02AMER CAN | PJM | 202 | 69 | 1244
240791 | 02CLEVITE | PJM | 202 | 69 | 1244
240792 | 02MILAN V+ | PJM | 202 | 69 | 1244
240794 | 02OSULLIVA | PJM | 202 | 69 | 1244
240795 | 02COVERT + | PJM | 202 | 69 | 1244
240796 | 02SMITH + | PJM | 202 | 69 | 1244
240798 | 02OHO VET+ | PJM | 202 | 69 | 1244
240799 | 02CENT.SOY | PJM | 202 | 69 | 1244
240800 | 02QUARRYOE | PJM | 202 | 69 | 1244
240801 | 02A.SCHLM+ | PJM | 202 | 69 | 1244
240802 | 02HANVILLE | PJM | 202 | 69 | 1244
240803 | 02STUBENOE | PJM | 202 | 69 | 1244
240804 | 02CASTALIA | PJM | 202 | 69 | 1244
240805 | 02CENT.SY+ | PJM | 202 | 69 | 1244
240806 | 02N&W BEL+ | PJM | 202 | 69 | 1244
240807 | 02BEC.MCL+ | PJM | 202 | 69 | 1244
240811 | 02LAIS | PJM | 202 | 69 | 1244
240812 | 02MILAN 2 | PJM | 202 | 69 | 1244
240817 | 02HERBERT+ | PJM | 202 | 69 | 1244
240840 | 02RAV PARK | PJM | 202 | 69 | 1245
240841 | 02ARCHBD | PJM | 202 | 69 | 1245
240842 | 02NFF | PJM | 202 | 138 | 1245
240844 | 02BG3 | PJM | 202 | 69 | 1245
240846 | 02BR-WE | PJM | 202 | 69 | 1245
240849 | 02BUEYE | PJM | 202 | 69 | 1245
240851 | 02CLYDE | PJM | 202 | 69 | 1245
240852 | 02COLNS | PJM | 202 | 69 | 1245
240853 | 02CURTIS34 | PJM | 202 | 34.5 | 1245
240854 | 02CLIFFS_NR | PJM | 202 | 138 | 1245
240855 | 02DETAVE | PJM | 202 | 69 | 1245
240857 | 02EDON | PJM | 202 | 69 | 1245
240858 | 02ELMORE | PJM | 202 | 69 | 1245
240859 | 02EXIT2 | PJM | 202 | 69 | 1245
240860 | 02FORD | PJM | 202 | 69 | 1245
240861 | 02FORDMT | PJM | 202 | 69 | 1245
240862 | 02GBSNBR34 | PJM | 202 | 34.5 | 1245
240863 | 02GIBSBU34 | PJM | 202 | 34.5 | 1245
240864 | 02GRNDRP | PJM | 202 | 69 | 1245
240865 | 02GRNSPR | PJM | 202 | 69 | 1245
240866 | 02HAWLEY | PJM | 202 | 69 | 1245
240867 | 02HELN T34 | PJM | 202 | 34.5 | 1245
240868 | 02HLGATE | PJM | 202 | 69 | 1245
240869 | 02MILERSVIL | PJM | 202 | 34.5 | 1245
240871 | 02ELMORE-2 | PJM | 202 | 69 | 1245
240872 | 02LIBRTY | PJM | 202 | 69 | 1245
240874 | 02PILKNGTN1 | PJM | 202 | 69 | 1245
240875 | 02PILKNGTN2 | PJM | 202 | 69 | 1245
240876 | 02MARTINS 34 | PJM | 202 | 34.5 | 1245
240877 | 02MALNTA | PJM | 202 | 69 | 1245
240878 | 02MAROE | PJM | 202 | 69 | 1245
240879 | 02WDVLM 34 | PJM | 202 | 34.5 | 1245
240880 | 02MARTINN 34 | PJM | 202 | 34.5 | 1245
240881 | 02MAUMEE | PJM | 202 | 69 | 1245
240882 | 02MCLURE | PJM | 202 | 69 | 1245
240883 | 02M.C.O. | PJM | 202 | 69 | 1245
240884 | 02MNTPEL | PJM | 202 | 69 | 1245
240885 | 02N.B.C. | PJM | 202 | 69 | 1245
240886 | 02NAPOLE | PJM | 202 | 69 | 1245
240887 | 02NEY 34 | PJM | 202 | 34.5 | 1245
240888 | 02OAKHRB | PJM | 202 | 69 | 1245
240889 | 02OH LIM34 | PJM | 202 | 34.5 | 1245
240891 | 02PNTACN | PJM | 202 | 69 | 1245
240892 | 02SUNOCO34 | PJM | 202 | 34.5 | 1245
240896 | 02SUNO1 | PJM | 202 | 69 | 1245
240897 | 02SUNO3 | PJM | 202 | 69 | 1245
240898 | 02PRESDOCK | PJM | 202 | 69 | 1245
240899 | 02CITGO | PJM | 202 | 69 | 1245
240900 | 02TELGEN | PJM | 202 | 69 | 1245
240901 | 02FRMNT-AEP+ | PJM | 202 | 69 | 1245
240902 | 02TNTGON | PJM | 202 | 69 | 1245
240904 | 02GRAYMONT | PJM | 202 | 69 | 1245
240908 | 02W-H TP | PJM | 202 | 69 | 1245
240909 | 02WAYNE | PJM | 202 | 69 | 1245
240912 | 02WHITEH | PJM | 202 | 69 | 1245
240913 | 02WOOD-H | PJM | 202 | 69 | 1245
240914 | 02RIETER | PJM | 202 | 69 | 1245
240915 | 02WODV#134 | PJM | 202 | 34.5 | 1245
240917 | 02BAYVW | PJM | 202 | 69 | 1245
240918 | 02CAMPBL_SP | PJM | 202 | 69 | 1245
240921 | 02WESTON | PJM | 202 | 69 | 1245
240924 | 02REXAM | PJM | 202 | 69 | 1245
240925 | 02MIDPIP | PJM | 202 | 69 | 1245
240931 | 02BRYANTAP | PJM | 202 | 69 | 1245
240933 | 02CHEMFAB+ | PJM | 202 | 69 | 1245
240938 | 02SAUD+ | PJM | 202 | 69 | 1245
240939 | 02SAUDER | PJM | 202 | 69 | 1245
240940 | 02LIB GLS | PJM | 202 | 69 | 1245
240941 | 02PERST+ | PJM | 202 | 69 | 1245
240942 | 02TXT + | PJM | 202 | 69 | 1245
240943 | 02TEXTLTH | PJM | 202 | 69 | 1245
240950 | 02BG5 | PJM | 202 | 69 | 1245
240955 | 02TRICNL | PJM | 202 | 69 | 1245
240958 | 02SAINTV+ | PJM | 202 | 69 | 1245
240959 | 02PGE+ | PJM | 202 | 69 | 1245
240960 | 02BG7 | PJM | 202 | 69 | 1245
240961 | 02PIONERTE | PJM | 202 | 69 | 1245
240962 | 02EXIT2JCT | PJM | 202 | 69 | 1245
240963 | 02SW6644 | PJM | 202 | 69 | 1245
240964 | 02MONTP 2 | PJM | 202 | 69 | 1245
240966 | 02STCHARLES | PJM | 202 | 69 | 1245
240977 | 02GENOA-M2 | PJM | 202 | 69 | 1245
240979 | 02DELAFOIL | PJM | 202 | 138 | 1245
240980 | 02FIVEPOINT | PJM | 202 | 138 | 1245
240981 | 02RENO | PJM | 202 | 34.5 | 1245
240982 | 02MVPIPE | PJM | 202 | 69 | 1245
240983 | 02PILK-2 | PJM | 202 | 69 | 1245
240984 | 02CASINO | PJM | 202 | 69 | 1245
240985 | 02PILK-1 | PJM | 202 | 69 | 1245
240986 | 02ST-VINCE | PJM | 202 | 69 | 1245
240989 | 02SHELBY_FS | PJM | 202 | 138 | 1245
240997 | 02BG10 | PJM | 202 | 69 | 1245
240998 | 02BG10TP | PJM | 202 | 69 | 1245
240999 | 02BG4-6OHUG | PJM | 202 | 69 | 1245
241000 | 02NSG-GLASS | PJM | 202 | 138 | 1245
241240 | 02SNYDER | PJM | 202 | 69 | 1245
241912 | 02EL_AA1-006 | PJM | 202 | 69 | 1244
241916 | 02Z1-035 | PJM | 202 | 69 | 1240
241925 | 02ELQ5 | PJM | 202 | 138 | 1239
241926 | 02ASTORQ14 | PJM | 202 | 138 | 1233
241936 | 02WELLSVILLE | PJM | 202 | 345 | 1238 |  |  |  | 40.6148 | -80.6384
241950 | AB1-105 TAP | PJM | 202 | 345 | 1237 |  |  |  | 41.1363 | -80.9217
241951 | AB1-105 OP | PJM | 202 | 345 | 1237
242513 | 05CULLOD | PJM | 205 | 765 | 1250 |  |  |  | 38.4146 | -82.0803
242535 | 05ALUMRG | PJM | 205 | 138 | 1250
242536 | 05AMALOY | PJM | 205 | 138 | 1250
242539 | 05ANGLBR | PJM | 205 | 138 | 1250
242542 | 05ATKINS | PJM | 205 | 138 | 1250
242543 | 05AUSTIN | PJM | 205 | 138 | 1250
242552 | 05BENT M | PJM | 205 | 138 | 1250
242553 | 05BETH | PJM | 205 | 138 | 1250
242555 | 05BLAINE | PJM | 205 | 138 | 1250
242556 | 05BLUEFLD AV | PJM | 205 | 138 | 1250
242559 | 05BOLT Z | PJM | 205 | 138 | 1250
242560 | 05BONSCK | PJM | 205 | 138 | 1250
242561 | 05BOONSBORO | PJM | 205 | 138 | 1250
242562 | 05BORLND | PJM | 205 | 138 | 1250
242563 | 05BOXWD | PJM | 205 | 138 | 1250
242568 | 05BROOKV | PJM | 205 | 138 | 1250
242569 | 05BRUSHT | PJM | 205 | 138 | 1250
242571 | 05BUCKHO | PJM | 205 | 138 | 1250
242572 | 05BURLHT | PJM | 205 | 138 | 1250
242573 | 05CABELL | PJM | 205 | 138 | 1250
242575 | 05CANDLER MT | PJM | 205 | 138 | 1250 |  |  |  | 37.3265 | -79.1556
242577 | 05CARB 8 | PJM | 205 | 138 | 1250
242578 | 05CARB Z | PJM | 205 | 138 | 1250
242582 | 05CARWLZ | PJM | 205 | 138 | 1250
242584 | 05CATAWZ | PJM | 205 | 138 | 1250
242587 | 05CELAN | PJM | 205 | 138 | 1250
242594 | 05CHERCK | PJM | 205 | 138 | 1250
242598 | 05CHNC Z | PJM | 205 | 138 | 1250
242599 | 05CINDER | PJM | 205 | 138 | 1250
242600 | 05CLAYPL | PJM | 205 | 138 | 1250
242601 | 05CLEARB | PJM | 205 | 138 | 1250
242604 | 05CLIFFT | PJM | 205 | 138 | 1250
242611 | 05COALFK | PJM | 205 | 138 | 1250
242613 | 05COLLEEN SS | PJM | 205 | 138 | 1250
242615 | 05COPPER | PJM | 205 | 138 | 1250
242616 | 05CURRY | PJM | 205 | 138 | 1250
242617 | 05DALEWD | PJM | 205 | 138 | 1250
242623 | 05DAWES | PJM | 205 | 138 | 1250
242624 | 05DICKEN | PJM | 205 | 138 | 1250
242625 | 05DINGES | PJM | 205 | 138 | 1250
242630 | 05E.RIVE | PJM | 205 | 138 | 1250
242633 | 05EDENSR | PJM | 205 | 138 | 1250
242634 | 05EDGEMO | PJM | 205 | 138 | 1250
242635 | 05ELKGAR | PJM | 205 | 138 | 1250
242636 | 05FALLBR | PJM | 205 | 138 | 1250
242637 | 05FLATWO | PJM | 205 | 138 | 1250
242639 | 05FLETCH | PJM | 205 | 138 | 1250
242640 | 05FLOYD | PJM | 205 | 138 | 1250
242641 | 05FOREST | PJM | 205 | 138 | 1250
242649 | 05GARRSN | PJM | 205 | 138 | 1250
242652 | 05GOMING | PJM | 205 | 138 | 1250
242653 | 05GRANDV | PJM | 205 | 138 | 1250
242655 | 05GRASFK | PJM | 205 | 138 | 1250
242656 | 05GRASSH | PJM | 205 | 138 | 1250
242657 | 05GRAVES | PJM | 205 | 138 | 1250
242660 | 05H.RIDG | PJM | 205 | 138 | 1250
242665 | 05HANSON | PJM | 205 | 138 | 1250
242666 | 05HAZELH | PJM | 205 | 138 | 1250
242672 | 05HOPKINSX | PJM | 205 | 138 | 1250
242673 | 05HUBTWN | PJM | 205 | 138 | 1250
242675 | 05HUFFMN | PJM | 205 | 138 | 1250
242677 | 05INDDRV | PJM | 205 | 138 | 1250
242678 | 05INDIAS | PJM | 205 | 138 | 1250
242680 | 05ITMANN | PJM | 205 | 138 | 1250
242681 | 05IVY HL | PJM | 205 | 138 | 1250
242686 | 05JEHU BR SS | PJM | 205 | 138 | 1250
242687 | 05JOHNMT | PJM | 205 | 138 | 1250
242692 | 05KEYWOD | PJM | 205 | 138 | 1250
242693 | 05KEYWSS | PJM | 205 | 138 | 1250
242694 | 05KIMBAL | PJM | 205 | 138 | 1250
242696 | 05KOPPER | PJM | 205 | 138 | 1250
242697 | 05KUMIS | PJM | 205 | 138 | 1250
242699 | 05LAVALT | PJM | 205 | 138 | 1250
242700 | 05LEBANO | PJM | 205 | 138 | 1250
242702 | 05LEFTFK | PJM | 205 | 138 | 1250
242703 | 05LEON A | PJM | 205 | 138 | 1250
242707 | 05LOWESM | PJM | 205 | 138 | 1250
242710 | 05MARROB | PJM | 205 | 138 | 1250
242716 | 05MIDKIF | PJM | 205 | 138 | 1250
242718 | 05MINNXM | PJM | 205 | 138 | 1250
242719 | 05MONEL | PJM | 205 | 138 | 1250
242720 | 05MONETA | PJM | 205 | 138 | 1250
242725 | 05MTAIRY | PJM | 205 | 138 | 1250
242726 | 05MUDFRK | PJM | 205 | 138 | 1250
242728 | 05MULLNV | PJM | 205 | 138 | 1250
242730 | 05NBECKL | PJM | 205 | 138 | 1250
242733 | 05NEWHOP | PJM | 205 | 138 | 1250
242734 | 05NEWLDN | PJM | 205 | 138 | 1250
242735 | 05NPOINT | PJM | 205 | 138 | 1250
242736 | 05OAKLEV | PJM | 205 | 138 | 1250
242738 | 05OREBANK_BP | PJM | 205 | 138 | 1250
242739 | 05OREBANK | PJM | 205 | 138 | 1250
242740 | 05ORTIN | PJM | 205 | 138 | 1250
242741 | 05OTTER | PJM | 205 | 138 | 1250
242742 | 05PADFOR | PJM | 205 | 138 | 1250
242743 | 05PARKHI | PJM | 205 | 138 | 1250
242744 | 05PATCTR | PJM | 205 | 138 | 1250
242745 | 05PEAKCK | PJM | 205 | 138 | 1250
242748 | 05PENHOK | PJM | 205 | 138 | 1250
242749 | 05PETERM | PJM | 205 | 138 | 1250
242752 | 05PINCKZ | PJM | 205 | 138 | 1250
242753 | 05PINECK | PJM | 205 | 138 | 1250
242754 | 05PINNAC | PJM | 205 | 138 | 1250
242755 | 05PIPERS | PJM | 205 | 138 | 1250
242756 | 05POAGES | PJM | 205 | 138 | 1250
242758 | 05POLEYD | PJM | 205 | 138 | 1250
242759 | 05POPLAR | PJM | 205 | 138 | 1250
242760 | 05PROGPK | PJM | 205 | 138 | 1250
242761 | 05RAGLDZ | PJM | 205 | 138 | 1250
242763 | 05RENSFD | PJM | 205 | 138 | 1250
242764 | 05RES | PJM | 205 | 138 | 1250
242772 | 05RIVERV | PJM | 205 | 138 | 1250
242776 | 05ROCKHS | PJM | 205 | 138 | 1250
242778 | 05RUM CK | PJM | 205 | 138 | 1250
242779 | 05RUMCKZ | PJM | 205 | 138 | 1250
242780 | 05RURALR | PJM | 205 | 138 | 1250
242781 | 05RUSTBR | PJM | 205 | 138 | 1250
242782 | 05RUTH | PJM | 205 | 138 | 1250
242786 | 05S.PRINCETN | PJM | 205 | 138 | 1250
242793 | 05SEXTON | PJM | 205 | 138 | 1250
242794 | 05SHACKM | PJM | 205 | 138 | 1250
242796 | 05SHAWSV | PJM | 205 | 138 | 1250
242797 | 05SHEFLD | PJM | 205 | 138 | 1250
242798 | 05SHORT | PJM | 205 | 138 | 1250
242800 | 05SISSON | PJM | 205 | 138 | 1250
242803 | 05SMYTH | PJM | 205 | 138 | 1250
242804 | 05SOURWO | PJM | 205 | 138 | 1250
242805 | 05HATCHR | PJM | 205 | 138 | 1250
242806 | 05SPDWY | PJM | 205 | 138 | 1250
242811 | 05SPRING | PJM | 205 | 138 | 1250
242813 | 05SRIDGE | PJM | 205 | 138 | 1250
242814 | 05ST.ALB | PJM | 205 | 138 | 1250
242815 | 05STARKE | PJM | 205 | 138 | 1250
242816 | 05STOCKT | PJM | 205 | 138 | 1250
242817 | 05STONBR | PJM | 205 | 138 | 1250
242818 | 05STOTES | PJM | 205 | 138 | 1250
242820 | 05SUNDL1 | PJM | 205 | 138 | 1250
242822 | 05SWITCHBACK | PJM | 205 | 138 | 1250
242823 | 05TACKCR | PJM | 205 | 138 | 1250
242826 | 05TANKHL | PJM | 205 | 138 | 1250
242828 | 05TENMIL | PJM | 205 | 138 | 1250
242831 | 05THORNT | PJM | 205 | 138 | 1250
242832 | 05TOLER | PJM | 205 | 138 | 1250
242839 | 05VICKER | PJM | 205 | 138 | 1250
242840 | 05VINTON | PJM | 205 | 138 | 1250
242841 | 05W GLOW | PJM | 205 | 138 | 1250
242843 | 05WLAKE | PJM | 205 | 138 | 1250
242845 | 05WELCH | PJM | 205 | 138 | 1250
242848 | 05WILLGP | PJM | 205 | 138 | 1250
242852 | 05WSALEM | PJM | 205 | 138 | 1250
242854 | 05W.WELCH SS | PJM | 205 | 138 | 1250
242860 | 05ABERT | PJM | 205 | 69 | 1255
242866 | 05MERRIT | PJM | 205 | 138 | 1250
242869 | 05PERK PRK1Z | PJM | 205 | 69 | 1255
242872 | 05EXPRESSW | PJM | 205 | 69 | 1255
242876 | 05MONROE A | PJM | 205 | 69 | 1255
242877 | 05PEAKLAND | PJM | 205 | 69 | 1255
242879 | 05PERK PRK2Z | PJM | 205 | 69 | 1255
242880 | 05PERKINS | PJM | 205 | 69 | 1255
242881 | 05POUND | PJM | 205 | 69 | 1255
242883 | 05RIVERMON | PJM | 205 | 69 | 1255
242887 | 05WALTON P | PJM | 205 | 69 | 1255
242899 | 05CRG1H | PJM | 205 | 15.5 | 1295
242900 | 05CRG1L | PJM | 205 | 15.5 | 1295
242901 | 05CRG2H | PJM | 205 | 15.5 | 1295
242902 | 05CRG2L | PJM | 205 | 15.5 | 1295
242903 | 05COMPTON SW | PJM | 205 | 69 | 1256
242924 | 05HANG R | PJM | 205 | 765 | 1251 |  |  |  | 38.5693 | -82.7746
242952 | 05SHEPLER SS | PJM | 205 | 138 | 1251
242954 | 05APPLEC | PJM | 205 | 138 | 1251
242956 | 05BALLHL | PJM | 205 | 138 | 1251
242957 | 05BASEL8 | PJM | 205 | 138 | 1251
242959 | 05BELDVL | PJM | 205 | 138 | 1251
242960 | 05BETHLM | PJM | 205 | 138 | 1251
242964 | 05BOLIVA | PJM | 205 | 138 | 1251
242966 | 05BROADA | PJM | 205 | 138 | 1251
242985 | 05CNTYLN | PJM | 205 | 138 | 1251 |  |  |  | 40.0662 | -80.6439
242988 | 05DOGWOO | PJM | 205 | 138 | 1251
242991 | 05E SIDE | PJM | 205 | 138 | 1251
242992 | 05E WHEE | PJM | 205 | 138 | 1251
242995 | 05EASTOW | PJM | 205 | 138 | 1251
242996 | 05EMERA8 | PJM | 205 | 138 | 1251
242998 | 05EPOINT | PJM | 205 | 138 | 1251
242999 | 05EPROCT | PJM | 205 | 138 | 1251
243002 | 05FAIRCR | PJM | 205 | 138 | 1251
243007 | 05FRAZEY | PJM | 205 | 138 | 1251
243010 | 05FTHENR | PJM | 205 | 138 | 1251 |  |  |  | 40.1551 | -80.572
243011 | 05FULTON | PJM | 205 | 138 | 1251
243016 | 05HANTHR | PJM | 205 | 138 | 1251
243019 | 05HILLSB | PJM | 205 | 138 | 1251
243020 | 05HILLVI | PJM | 205 | 138 | 1251
243025 | 05JUNCTN | PJM | 205 | 138 | 1251
243028 | 05LAKEHEAD | PJM | 205 | 138 | 1252
243029 | 05LCKWRD | PJM | 205 | 138 | 1251
243030 | 05LIMAOR | PJM | 205 | 138 | 1251
243031 | 05LYNN Z | PJM | 205 | 138 | 1251
243033 | 05THORNWD SS | PJM | 205 | 138 | 1251
243035 | 05MEIG 1 | PJM | 205 | 138 | 1251
243036 | 05MEIG 2 | PJM | 205 | 138 | 1251
243038 | 05MEIG1Z | PJM | 205 | 138 | 1251
243046 | 05N CROW | PJM | 205 | 138 | 1251
243055 | 05NEGLEY | PJM | 205 | 138 | 1251
243060 | 05NINTIE | PJM | 205 | 138 | 1251
243061 | 05NLEXTN | PJM | 205 | 138 | 1251
243065 | 05NSTRAS | PJM | 205 | 138 | 1251
243066 | 05NW LIM | PJM | 205 | 138 | 1251
243068 | 05NZANEV | PJM | 205 | 138 | 1251
243072 | 05PACKARD | PJM | 205 | 138 | 1251
243073 | 05PATRT8 | PJM | 205 | 138 | 1251
243075 | 05POWELS | PJM | 205 | 138 | 1251
243076 | 05CONESPREPZ | PJM | 205 | 138 | 1251
243077 | 05PROMWY | PJM | 205 | 138 | 1251
243079 | 05REFORM | PJM | 205 | 138 | 1251
243080 | 05RILEYC | PJM | 205 | 138 | 1251
243081 | 05RISGSN | PJM | 205 | 138 | 1251
243084 | 05RUTLAN | PJM | 205 | 138 | 1251
243087 | 05S LUCA | PJM | 205 | 138 | 1251
243091 | 05S.CALDWELL | PJM | 205 | 138 | 1251
243100 | 05SHELGH | PJM | 205 | 138 | 1251
243101 | 05SHELNS | PJM | 205 | 138 | 1251
243114 | 05STRASB | PJM | 205 | 138 | 1251
243116 | 05SUGARC | PJM | 205 | 138 | 1251
243117 | 05SULFRS | PJM | 205 | 138 | 1251
243119 | 05SOMERTON Z | PJM | 205 | 138 | 1251
243124 | 05TEXEAS | PJM | 205 | 138 | 1251
243125 | 05THAYER | PJM | 205 | 138 | 1251
243133 | 05VALLEY GRV | PJM | 205 | 138 | 1251 |  |  |  | 40.0907 | -80.631
243140 | 05WAKEFL | PJM | 205 | 138 | 1251
243141 | 05WARNER | PJM | 205 | 138 | 1251
243148 | 05WINDFL | PJM | 205 | 138 | 1251
243154 | 05WNDSR8 | PJM | 205 | 138 | 1251
243157 | 05WOODLA | PJM | 205 | 138 | 1251
243160 | 05WTRNWY | PJM | 205 | 138 | 1251
243162 | 05BERWICK | PJM | 205 | 69 | 1256
243163 | 05CRIDERSV | PJM | 205 | 69 | 1256
243164 | 05DCHEMTAP | PJM | 205 | 69 | 1256
243165 | 05E HAVERH | PJM | 205 | 69 | 1256
243167 | 05FRANKLIN | PJM | 205 | 69 | 1256
243171 | 05HAYPRTRDSS | PJM | 205 | 69 | 1256
243176 | 05N HAVERH | PJM | 205 | 69 | 1256
243177 | 05N SPEN R | PJM | 205 | 69 | 1256
243178 | 05GINAT C SS | PJM | 205 | 69 | 1256
243181 | 05SCIOTOVI | PJM | 205 | 69 | 1256
243182 | 05WAPAKONE | PJM | 205 | 69 | 1256
243183 | 05WHEELRBR | PJM | 205 | 69 | 1256
243193 | 05VIKING SS | PJM | 205 | 138 | 1251
243199 | 05SBERW1-L | PJM | 205 | 12 | 1256
243213 | 05MARA_LUNAT | PJM | 205 | 34.5 | 1256
243214 | 05COLNGW | PJM | 205 | 345 | 1252 |  |  |  | 41.2732 | -85.0634
243221 | 05EUGENE | PJM | 205 | 345 | 1252 |  |  |  | 39.9426 | -87.5009
243228 | 05MERIDN | PJM | 205 | 345 | 1252 |  |  |  | 41.0719 | -85.5046
243238 | 05AIRCO | PJM | 205 | 138 | 1252
243246 | 05AUBUNC | PJM | 205 | 138 | 1252
243248 | 05BARODA | PJM | 205 | 138 | 1252
243249 | 05BEECH | PJM | 205 | 138 | 1252
243251 | 05BIXLER | PJM | 205 | 138 | 1252
243252 | 05BIXLRT | PJM | 205 | 138 | 1252
243254 | 05BURNWO | PJM | 205 | 138 | 1252
243258 | 05CLEVEL | PJM | 205 | 138 | 1252
243260 | 05CNTYRD | PJM | 205 | 138 | 1252
243262 | 05COLLEGE C | PJM | 205 | 138 | 1252 |  |  |  | 39.5657 | -84.8219
243266 | 05COUNTR | PJM | 205 | 138 | 1252
243267 | 05COUNTY | PJM | 205 | 138 | 1252
243268 | 05COVNT | PJM | 205 | 138 | 1252
243270 | 05CROSSS | PJM | 205 | 138 | 1252
243271 | 05CRYSTA | PJM | 205 | 138 | 1252
243272 | 05DALEVI | PJM | 205 | 138 | 1252
243273 | 05DARDEN | PJM | 205 | 138 | 1252
243276 | 05DELCOR | PJM | 205 | 138 | 1252
243279 | 05DIAMND | PJM | 205 | 138 | 1252
243281 | 05DRAGNZ | PJM | 205 | 138 | 1252
243282 | 05DREWER | PJM | 205 | 138 | 1252 |  |  |  | 39.3556 | -84.9013
243285 | 05E.SIDE | PJM | 205 | 138 | 1252
243288 | 05EGE | PJM | 205 | 138 | 1252
243289 | 05ELCONA | PJM | 205 | 138 | 1252
243290 | 05ELCONZ | PJM | 205 | 138 | 1252
243291 | 05ENGLER | PJM | 205 | 138 | 1252
243293 | 05FISHER | PJM | 205 | 138 | 1252
243295 | 05GARRETT N | PJM | 205 | 138 | 1252
243296 | 05GASTON | PJM | 205 | 138 | 1252
243297 | 05GERMAN | PJM | 205 | 138 | 1252
243299 | 05HYDRAMATIC | PJM | 205 | 138 | 1252
243301 | 05GRANGE | PJM | 205 | 138 | 1252
243304 | 05GUARDN | PJM | 205 | 138 | 1252
243305 | 05HACIEN | PJM | 205 | 138 | 1252
243306 | 05HARPER | PJM | 205 | 138 | 1252
243313 | 05HUNT J | PJM | 205 | 138 | 1252 |  |  |  | 40.8939 | -85.5122
243314 | 05HUNTR8 | PJM | 205 | 138 | 1252
243317 | 05IRELAN | PJM | 205 | 138 | 1252
243325 | 05LANTRN | PJM | 205 | 138 | 1252
243326 | 05LAOTTO | PJM | 205 | 138 | 1252
243331 | 05LINWOO | PJM | 205 | 138 | 1252
243332 | 05LIQCAR | PJM | 205 | 138 | 1252
243336 | 05MANORZ | PJM | 205 | 138 | 1252
243337 | 05MAYFIE | PJM | 205 | 138 | 1252
243342 | 05MILAN | PJM | 205 | 138 | 1252
243343 | 05MISSIS | PJM | 205 | 138 | 1252
243350 | 05NICKER | PJM | 205 | 138 | 1252
243351 | 05NORTHL | PJM | 205 | 138 | 1252
243352 | 05NTRDAM | PJM | 205 | 138 | 1252
243354 | 05ONTWA8 | PJM | 205 | 138 | 1252
243355 | 05ONTWA8 SS | PJM | 205 | 138 | 1252
243358 | 05PENNVI | PJM | 205 | 138 | 1252
243359 | 05PINERD | PJM | 205 | 138 | 1252
243360 | 05POKAGO | PJM | 205 | 138 | 1252
243361 | 05RABER | PJM | 205 | 138 | 1252
243363 | 05REED | PJM | 205 | 138 | 1252
243367 | 05ROCKCR | PJM | 205 | 138 | 1252
243368 | 05ROSEHI | PJM | 205 | 138 | 1252
243371 | 05S SIDE | PJM | 205 | 138 | 1252
243372 | 05SATURN | PJM | 205 | 138 | 1252
243375 | 05SKINNR | PJM | 205 | 138 | 1252
243376 | 05SODUS | PJM | 205 | 138 | 1252
243379 | 05STATES | PJM | 205 | 138 | 1252
243380 | 05STDBKR | PJM | 205 | 138 | 1252
243381 | 05SUMMIT | PJM | 205 | 138 | 1252
243390 | 05WAYNED | PJM | 205 | 138 | 1252
243391 | 05WAYNET | PJM | 205 | 138 | 1252
243393 | 05WESDEL | PJM | 205 | 138 | 1252
243395 | 05WESTINGHS | PJM | 205 | 138 | 1252
243399 | 05EAST | PJM | 205 | 69 | 1257
243401 | 05STURGIS IP | PJM | 205 | 69 | 1257
243402 | 05JOHNST | PJM | 205 | 69 | 1257
243403 | 05JSTJNC | PJM | 205 | 69 | 1257
243404 | 05NWHTH | PJM | 205 | 69 | 1257
243405 | 05PIGEONRV | PJM | 205 | 69 | 1257
243410 | 05SHAWN | PJM | 205 | 69 | 1257
243411 | 05STUBEYRD | PJM | 205 | 69 | 1257
243413 | 05TREATY | PJM | 205 | 69 | 1257
243414 | 05WILBRG | PJM | 205 | 69 | 1257
243415 | 05WWVSTA | PJM | 205 | 69 | 1257
243416 | 05TOWSEY | PJM | 205 | 34.5 | 1257
243417 | 0529THTAP | PJM | 205 | 34.5 | 1257
243418 | 0532NDST | PJM | 205 | 34.5 | 1257
243419 | 0553RDST | PJM | 205 | 34.5 | 1257
243421 | 05COLTAP | PJM | 205 | 34.5 | 1257
243426 | 05GM-AND | PJM | 205 | 34.5 | 1257
243427 | 05HAZELW | PJM | 205 | 34.5 | 1257
243429 | 05KIELY | PJM | 205 | 34.5 | 1257
243433 | 05PARK RD | PJM | 205 | 34.5 | 1257
243435 | 05RANGEL | PJM | 205 | 34.5 | 1257
243436 | 05ROOSEV | PJM | 205 | 34.5 | 1257
243438 | 05WHEELER | PJM | 205 | 34.5 | 1257
243439 | 05XSTRATA | PJM | 205 | 34.5 | 1257
243457 | 05HAYDEN | PJM | 205 | 345 | 1253 |  |  |  | 40.0672 | -83.207
243466 | 05ASTOR | PJM | 205 | 138 | 1253
243467 | 05E.BROAD3 | PJM | 205 | 138 | 1253
243470 | 05BELPRE | PJM | 205 | 138 | 1253
243474 | 05BLACKL | PJM | 205 | 138 | 1253
243475 | 05BLENDO | PJM | 205 | 138 | 1253
243480 | 05BUCKEY | PJM | 205 | 138 | 1253
243482 | 05CENTBG | PJM | 205 | 138 | 1253
243486 | 05CLINTX | PJM | 205 | 138 | 1253
243487 | 05CHK TAP Z | PJM | 205 | 138 | 1253 |  |  |  | 40.0545 | -82.9988
243490 | 05CORNER | PJM | 205 | 138 | 1253
243492 | 05CORWIN | PJM | 205 | 138 | 1253
243496 | 05CONGRES SS | PJM | 205 | 138 | 1253
243499 | 05DUBLIN | PJM | 205 | 138 | 1253
243500 | 05DUCKCR | PJM | 205 | 138 | 1253
243505 | 05ELKEM | PJM | 205 | 138 | 1253
243508 | 05ITALNV | PJM | 205 | 138 | 1253
243515 | 05GORSCH | PJM | 205 | 138 | 1253
243516 | 05GREIF | PJM | 205 | 138 | 1253
243520 | 05HARGUS | PJM | 205 | 138 | 1253
243521 | 05HARMRH | PJM | 205 | 138 | 1253
243527 | 05HYATTX | PJM | 205 | 138 | 1253
243530 | 05KENWO2 | PJM | 205 | 138 | 1253 |  |  |  | 39.3952 | -82.9371
243533 | 05LAYMAN | PJM | 205 | 138 | 1253
243536 | 05LS-II | PJM | 205 | 138 | 1253
243544 | 05MILPRD | PJM | 205 | 138 | 1253
243548 | 05MOUND | PJM | 205 | 138 | 1253
243549 | 05MULBRY | PJM | 205 | 138 | 1253
243550 | 05OBETZ | PJM | 205 | 138 | 1253
243558 | 05RIO | PJM | 205 | 138 | 1253
243559 | 05RIO Z | PJM | 205 | 138 | 1253
243563 | 05ROZELL | PJM | 205 | 138 | 1253
243569 | 05SCIPPO | PJM | 205 | 138 | 1253
243570 | 05CLAYBN | PJM | 205 | 138 | 1253 |  |  |  | 39.3949 | -82.9698
243576 | 05ST.CLX | PJM | 205 | 138 | 1253
243577 | 05STELZR | PJM | 205 | 138 | 1253
243578 | 05STRODZ | PJM | 205 | 138 | 1253
243580 | 05SULVNT | PJM | 205 | 138 | 1253
243587 | 05WILSNZ | PJM | 205 | 138 | 1253
243590 | 05WESTAR | PJM | 205 | 138 | 1253
243591 | 05SPRNGR | PJM | 205 | 138 | 1253
243592 | 05YEARLG | PJM | 205 | 138 | 1253
243593 | 05ZUBER | PJM | 205 | 138 | 1253
243597 | 05ASHLEY | PJM | 205 | 69 | 1258
243598 | 05BCKSKI | PJM | 205 | 69 | 1258
243603 | 05ECHO VL SS | PJM | 205 | 69 | 1258
243605 | 05GINGER | PJM | 205 | 69 | 1258
243609 | 05LAWSHE 8 | PJM | 205 | 69 | 1258
243613 | 05POPLRFSW | PJM | 205 | 69 | 1258
243614 | 05BAER | PJM | 205 | 138 | 1252
243617 | 05SLATE | PJM | 205 | 69 | 1258
243619 | 05ROSEWOODSS | PJM | 205 | 138 | 1253
243620 | 05VIGO | PJM | 205 | 69 | 1258
243621 | 05WUNIONSW | PJM | 205 | 69 | 1258
243649 | 05WOOLWINE | PJM | 205 | 138 | 1255
243651 | 05SALEMHWY | PJM | 205 | 138 | 1255
243652 | 05FAIRYSTONE | PJM | 205 | 138 | 1250
243653 | 05BASSETT | PJM | 205 | 138 | 1255
243655 | 05STNLY TW | PJM | 205 | 138 | 1255
243667 | 05STINNE | PJM | 205 | 161 | 1254 |  |  |  | 37.0797 | -83.3942
243668 | 05WOOTON | PJM | 205 | 161 | 1254 |  |  |  | 37.1824 | -83.2592
243672 | 05BECKHA | PJM | 205 | 138 | 1254
243673 | 05BEEFHI | PJM | 205 | 138 | 1254
243674 | 05BELHAV | PJM | 205 | 138 | 1254
243679 | 05BUSSYV | PJM | 205 | 138 | 1254
243682 | 05CONSOL | PJM | 205 | 138 | 1254
243683 | 05CONSTP | PJM | 205 | 138 | 1254
243689 | 05HARBER | PJM | 205 | 138 | 1254
243691 | 05HAYSBR | PJM | 205 | 138 | 1254
243696 | 05KYELEC | PJM | 205 | 138 | 1254
243697 | 05LOVELY | PJM | 205 | 138 | 1254
243698 | 05MORGFK | PJM | 205 | 138 | 1254
243700 | 05SPICEW | PJM | 205 | 138 | 1254
243703 | 05TOPMOS | PJM | 205 | 138 | 1254
243704 | 05VICCO | PJM | 205 | 138 | 1254
243709 | 05BLUEGRAS | PJM | 205 | 69 | 1259
243711 | 05BULAN | PJM | 205 | 69 | 1259
243712 | 05CANNONSB | PJM | 205 | 69 | 1259
243714 | 05CHAVIES | PJM | 205 | 69 | 1259
243716 | 05COALTON | PJM | 205 | 69 | 1259
243717 | 05COLLIER | PJM | 205 | 69 | 1259
243718 | 05COMBS | PJM | 205 | 69 | 1259
243719 | 05DAISY | PJM | 205 | 69 | 1259
243720 | 05ENGLE | PJM | 205 | 69 | 1259
243724 | 05GRAHN | PJM | 205 | 69 | 1259
243725 | 05GRAYSB | PJM | 205 | 69 | 1259
243726 | 05GRAYSO | PJM | 205 | 69 | 1259
243727 | 05HADDIX | PJM | 205 | 69 | 1259
243728 | 05HAYWAR | PJM | 205 | 69 | 1259
243732 | 05HITCHI | PJM | 205 | 69 | 1259
243733 | 05INDEX | PJM | 205 | 69 | 1259
243734 | 05JACKSON | PJM | 205 | 69 | 1259
243735 | 05JEFF | PJM | 205 | 69 | 1259
243736 | 05JENKINS | PJM | 205 | 69 | 1259
243739 | 05MAYKING | PJM | 205 | 69 | 1259
243741 | 05OLIVEHIL | PJM | 205 | 69 | 1259
243742 | 05CORYSS | PJM | 205 | 69 | 1259
243745 | 05SHAMROCK | PJM | 205 | 69 | 1259
243746 | 05SILOAM | PJM | 205 | 69 | 1259
243747 | 05SLEMP | PJM | 205 | 69 | 1259
243748 | 05BLAIRFRKSS | PJM | 205 | 69 | 1259
243753 | 05ALLEN | PJM | 205 | 46 | 1259
243754 | 05EPRESTNS | PJM | 205 | 46 | 1259
243756 | 05KENWDTAP | PJM | 205 | 46 | 1259
243757 | 05LACKEYSS | PJM | 205 | 46 | 1259
243758 | 05MIDDLECR | PJM | 205 | 46 | 1259
243759 | 05PRESTNSB | PJM | 205 | 46 | 1259
243761 | 05SPRINGFK | PJM | 205 | 46 | 1259
243763 | 05CLAUDVILLE | PJM | 205 | 138 | 1255
243767 | 05GLOBE | PJM | 205 | 138 | 1251
243768 | 05GOE | PJM | 205 | 138 | 1251
243770 | 05LOUJCTSS | PJM | 205 | 69 | 1256
243771 | 05CALIF SS | PJM | 205 | 69 | 1256
243772 | 05LTV2 | PJM | 205 | 138 | 1251
243773 | 05LTV1 | PJM | 205 | 138 | 1251
243776 | 05S.TIMK | PJM | 205 | 138 | 1251
243779 | 05WHELGS | PJM | 205 | 138 | 1251
243780 | 05FGDCDL | PJM | 205 | 138 | 1296
243783 | 05EWHTLY | PJM | 205 | 345 | 1252
243785 | 05AKSTL | PJM | 205 | 138 | 1252
243816 | 05MILL ST | PJM | 205 | 69 | 1256
243817 | 05BOUGHTONVZ | PJM | 205 | 69 | 1256
243821 | 05BEAVER | PJM | 205 | 69 | 1256
243822 | 05ROSEMOUN | PJM | 205 | 69 | 1256
243823 | 05GREENWICHZ | PJM | 205 | 69 | 1256
243824 | 05SUGARHIL | PJM | 205 | 69 | 1256
243825 | 05MINFORD | PJM | 205 | 69 | 1256
243826 | 05ORTELCRN | PJM | 205 | 69 | 1256
243827 | 05SUNCOKE | PJM | 205 | 69 | 1256
243828 | 05CLARK | PJM | 205 | 69 | 1258
243839 | 05ADENA | PJM | 205 | 69 | 1258
243840 | 05BUSCH | PJM | 205 | 69 | 1258
243841 | 05WORTH INDZ | PJM | 205 | 69 | 1258
243843 | 05PHILLIPI | PJM | 205 | 39.4 | 1258
243844 | 05JAMESRD SS | PJM | 205 | 39.4 | 1258
243848 | 05CRANE PL | PJM | 205 | 39.4 | 1258
243849 | 05CENTRP | PJM | 205 | 138 | 1250
243850 | 05CENT33 | PJM | 205 | 138 | 1250
243854 | 05REAVER | PJM | 205 | 138 | 1253
243857 | 05COFFEE | PJM | 205 | 138 | 1250
243867 | 05FRCS34 | PJM | 205 | 345 | 1297 |  |  |  | 40.5826 | -87.317
243874 | 05TECHDR | PJM | 205 | 138 | 1250
243875 | 05SOFTSH | PJM | 205 | 138 | 1254
243876 | 05ST.CXX | PJM | 205 | 138 | 1253
243877 | 05DAWKNS | PJM | 205 | 138 | 1252
243880 | 05LAWSHE SS | PJM | 205 | 69 | 1258
243883 | 05LAKEFR | PJM | 205 | 138 | 1250
243890 | 05WOODSR | PJM | 205 | 138 | 1252
243894 | 05BAKERSVL8 | PJM | 205 | 69 | 1256
243895 | 05CLIPPER | PJM | 205 | 69 | 1257
243896 | 05MADSNBRG | PJM | 205 | 69 | 1256
243898 | 05N CAMBRD | PJM | 205 | 69 | 1256
243899 | 05LOCKHA | PJM | 205 | 138 | 1250
243900 | 05ARCHER C | PJM | 205 | 69 | 1255
243901 | 05BLACKWAT | PJM | 205 | 34.5 | 1255
243905 | 05RAIDER SS | PJM | 205 | 69 | 1256
243906 | 05CENTER L | PJM | 205 | 12 | 1255
243909 | 05ELM ST. | PJM | 205 | 34.5 | 1255
243910 | 05ESMONT | PJM | 205 | 46 | 1255
243914 | 05GLAMORG | PJM | 205 | 34.5 | 1255
243918 | 05ELDERBERRY | PJM | 205 | 345 | 1252 |  |  |  | 41.6985 | -86.4801
243919 | 05MEAD | PJM | 205 | 34.5 | 1255
243920 | 05MAKAHOY | PJM | 205 | 138 | 1252
243922 | 05MOSELY L | PJM | 205 | 12 | 1255
243925 | 05PINEY RI | PJM | 205 | 46 | 1255
243930 | 05SCOTTCVE | PJM | 205 | 46 | 1255
243931 | 05SHERWILL | PJM | 205 | 69 | 1255
243933 | 05AMBLER RDG | PJM | 205 | 138 | 1250
243934 | 05U.S.RUBB | PJM | 205 | 46 | 1255
243936 | 05E.COSHTNSS | PJM | 205 | 34.5 | 1256
243940 | 05FROSTY | PJM | 205 | 69 | 1257
243941 | 05PR(CVEC) | PJM | 205 | 46 | 1255
243942 | 05LONG MT SS | PJM | 205 | 69 | 1255
243943 | 05SW(CVEC) | PJM | 205 | 69 | 1255
243944 | 05GEORGE ST | PJM | 205 | 138 | 1250
243945 | 05LYNBROOK | PJM | 205 | 138 | 1250
243949 | 05BRIDGE S | PJM | 205 | 69 | 1255
243950 | 05EAGLESPR | PJM | 205 | 69 | 1255
243951 | 05REDWOOD | PJM | 205 | 138 | 1250
243952 | 05CORNING- | PJM | 205 | 69 | 1255
243953 | 05DANRR | PJM | 205 | 69 | 1255
243954 | 05ORONOKO | PJM | 205 | 69 | 1257
243959 | 05DUPONT | PJM | 205 | 69 | 1255
243961 | 05EDANVILL | PJM | 205 | 12 | 1255
243972 | 05FRANKST | PJM | 205 | 34.5 | 1255
243974 | 05GOODYEAR | PJM | 205 | 69 | 1255
243975 | 05KENTUK | PJM | 205 | 69 | 1255
243980 | 05MORRIS-N | PJM | 205 | 34.5 | 1255
243981 | 05NEW DESI | PJM | 205 | 69 | 1255
243982 | 05PINEYFOR | PJM | 205 | 69 | 1255
243983 | 05PORTER | PJM | 205 | 69 | 1255
243984 | 05FALL CK SS | PJM | 205 | 69 | 1255
243985 | 05RICH ACR | PJM | 205 | 69 | 1255
243992 | 05ROSELAWN | PJM | 205 | 34.5 | 1255
243993 | 05SCHOOLFI | PJM | 205 | 69 | 1255
243994 | 05SOLITE | PJM | 205 | 69 | 1255
243995 | 05SOUTHSID | PJM | 205 | 69 | 1255
243998 | 05US GYPSU | PJM | 205 | 69 | 1255
244002 | 05WEST FOR | PJM | 205 | 69 | 1255
244003 | 05WESTOVER | PJM | 205 | 69 | 1255
244004 | 05WHITE OA | PJM | 205 | 69 | 1255
244005 | 05WHITMELL | PJM | 205 | 69 | 1255
244006 | 05WITT | PJM | 205 | 69 | 1255
244013 | 05AIRSIDTP | PJM | 205 | 69 | 1255
244014 | 05AIRSIDE | PJM | 205 | 69 | 1255
244015 | 05ORCHARD | PJM | 205 | 34.5 | 1255
244017 | 05STATELIN | PJM | 205 | 69 | 1255
244027 | 05SMYRNA | PJM | 205 | 69 | 1256
244028 | 05CALHOUN | PJM | 205 | 69 | 1255
244031 | 05VAIL SS | PJM | 205 | 69 | 1256
244037 | 05CLEVEL | PJM | 205 | 69 | 1255
244045 | 05CROSSROA | PJM | 205 | 69 | 1255
244046 | 05ELEC RD | PJM | 205 | 69 | 1255
244055 | 05INDIANA | PJM | 205 | 69 | 1255
244057 | 05ING RAND | PJM | 205 | 69 | 1255
244059 | 05LONE STA | PJM | 205 | 69 | 1255
244060 | 05LUKENS | PJM | 205 | 69 | 1255
244062 | 05MASON CR | PJM | 205 | 69 | 1255
244063 | 05MEADOW C | PJM | 205 | 34.5 | 1255
244064 | 05MELROSE | PJM | 205 | 69 | 1255
244065 | 05COVE RD | PJM | 205 | 69 | 1255
244066 | 05OLD WASHTN | PJM | 205 | 69 | 1256
244067 | 05MONTERAV | PJM | 205 | 69 | 1255
244068 | 05MUDLICK | PJM | 205 | 69 | 1255
244069 | 05NEW CAST | PJM | 205 | 34.5 | 1255
244077 | 05STONECGA | PJM | 205 | 34.5 | 1255
244078 | 05TRINITY | PJM | 205 | 69 | 1255
244079 | 05VETHOSPZ | PJM | 205 | 34.5 | 1255
244083 | 05VTN MILL | PJM | 205 | 34.5 | 1255
244084 | 05VTNMILLZ | PJM | 205 | 34.5 | 1255
244085 | 05WALKER F | PJM | 205 | 69 | 1255
244087 | 05WASENA | PJM | 205 | 69 | 1255
244088 | 05WHEATLAN | PJM | 205 | 69 | 1255
244089 | 05WORTHAMS | PJM | 205 | 69 | 1255
244090 | 05CGAS-AUG | PJM | 205 | 69 | 1256
244094 | 05MOHAWK | PJM | 205 | 69 | 1255
244095 | 05SUMMRFD_BP | PJM | 205 | 138 | 1251
244107 | 05CAMBRIA | PJM | 205 | 69 | 1255
244111 | 05MIDWAY | PJM | 205 | 69 | 1255
244112 | 05MOUNTVIE | PJM | 205 | 69 | 1255
244113 | 05BIDLEMANSS | PJM | 205 | 69 | 1256
244115 | 05NBLACKSB | PJM | 205 | 69 | 1255
244116 | 05PRICESFO | PJM | 205 | 69 | 1255
244117 | 05LUNATUS SS | PJM | 205 | 34.5 | 1256
244119 | 05GRAVEL PIT | PJM | 205 | 138 | 1252
244121 | 05MOCCAS GAP | PJM | 205 | 69 | 1255
244124 | 05ELLETT | PJM | 205 | 69 | 1255
244125 | 05HANS MED | PJM | 205 | 69 | 1255
244134 | 05KLOPMAN | PJM | 205 | 34.5 | 1255
244136 | 05MORGAN C | PJM | 205 | 69 | 1255
244140 | 05HICKMAN | PJM | 205 | 69 | 1255
244141 | 05PULASFUR | PJM | 205 | 34.5 | 1255
244142 | 05MARQUETTE | PJM | 205 | 138 | 1252
244143 | 05KUCHAR | PJM | 205 | 138 | 1252
244144 | 05PULASK3T | PJM | 205 | 34.5 | 1255
244146 | 05RADFRD A | PJM | 205 | 69 | 1255
244148 | 05RIVERBEN | PJM | 205 | 69 | 1255
244149 | 05DUBLIN | PJM | 205 | 34.5 | 1255
244150 | 05SMITH LA | PJM | 205 | 34.5 | 1255
244159 | 05BUCK | PJM | 205 | 13 | 1255
244165 | 05FRIES | PJM | 205 | 69 | 1255
244168 | 05INDEPEND | PJM | 205 | 69 | 1255
244169 | 05IVANHOE | PJM | 205 | 13 | 1255
244173 | 05SILVER LAK | PJM | 205 | 138 | 1252
244184 | 05BLUERDGE | PJM | 205 | 34.5 | 1255
244185 | 05BORDENML | PJM | 205 | 34.5 | 1255
244186 | 05CUMBRLND | PJM | 205 | 34.5 | 1255
244191 | 05HIGHLAND | PJM | 205 | 34.5 | 1255
244192 | 05BALLS GAP | PJM | 205 | 138 | 1250
244200 | 05LOVEDALE | PJM | 205 | 34.5 | 1255
244211 | 05ARBUTUS SS | PJM | 205 | 34.5 | 1255
244212 | 05ROTHERWD | PJM | 205 | 34.5 | 1255
244213 | 05SEWAGEPL | PJM | 205 | 34.5 | 1255
244216 | 05HOSP TAPSS | PJM | 205 | 69 | 1257
244225 | 05CANEYCR | PJM | 205 | 69 | 1255
244227 | 05CLINTWD | PJM | 205 | 69 | 1255
244231 | 05DAMASCUS | PJM | 205 | 69 | 1255
244235 | 05GATECITY | PJM | 205 | 69 | 1255
244236 | 05GLADE | PJM | 205 | 69 | 1255
244237 | 05HAYSI | PJM | 205 | 69 | 1255
244241 | 05HILLMAN | PJM | 205 | 69 | 1255
244242 | 05KNOTTY P | PJM | 205 | 69 | 1255
244243 | 05LEBANON | PJM | 205 | 138 | 1255
244244 | 05LICKFKTP | PJM | 205 | 69 | 1255
244245 | 05LICKFORK | PJM | 205 | 69 | 1255
244246 | 05MARTNTSS | PJM | 205 | 69 | 1255
244248 | 05MOSS | PJM | 205 | 69 | 1255
244249 | 05NEECE CR | PJM | 205 | 69 | 1255
244250 | 05QUINN | PJM | 205 | 69 | 1257
244251 | 05VINTAGE | PJM | 205 | 69 | 1257 |  |  |  | 41.5774 | -86.2666
244253 | 05SPRINGCR | PJM | 205 | 138 | 1255
244255 | 05SHUNKST SS | PJM | 205 | 34.5 | 1257
244256 | 05TRAMMEL | PJM | 205 | 69 | 1255
244260 | 05SCRAPMETAL | PJM | 205 | 34.5 | 1257
244262 | 05MACKEY | PJM | 205 | 34.5 | 1252
244265 | 05REDONION | PJM | 205 | 69 | 1255
244266 | 05VC5 | PJM | 205 | 69 | 1255
244267 | 05DEGUSSA | PJM | 205 | 138 | 1253
244268 | 05MEDALLIN | PJM | 205 | 69 | 1255
244272 | 05CLELL | PJM | 205 | 69 | 1255
244274 | 05HORNMTN | PJM | 205 | 69 | 1255
244276 | 05COALCRK | PJM | 205 | 69 | 1255
244277 | 05CONSOLID | PJM | 205 | 69 | 1255
244278 | 05DESKINS | PJM | 205 | 69 | 1255
244291 | 05HURLEY | PJM | 205 | 69 | 1255
244292 | 05JEWELLBR | PJM | 205 | 69 | 1255
244293 | 05BULLCRK | PJM | 205 | 34.5 | 1255
244294 | 05JEWELRDG | PJM | 205 | 69 | 1255
244296 | 05JWLC$C1 | PJM | 205 | 69 | 1255
244298 | 05KNOXCRK | PJM | 205 | 69 | 1255
244301 | 05PATRICK | PJM | 205 | 34.5 | 1255
244302 | 05BIGROCK | PJM | 205 | 34.5 | 1255
244303 | 05PERMAC | PJM | 205 | 69 | 1255
244304 | 05RAPOCA | PJM | 205 | 69 | 1255
244307 | 05SEABOARD | PJM | 205 | 69 | 1255
244309 | 05SLATECRK | PJM | 205 | 69 | 1255
244312 | 05OHIO OIL | PJM | 205 | 69 | 1257
244314 | 05THOMAS | PJM | 205 | 34.5 | 1255
244316 | 05TURKEYPN | PJM | 205 | 69 | 1255
244317 | 05TURKEYPZ | PJM | 205 | 69 | 1255
244318 | 05VANSANT | PJM | 205 | 69 | 1255
244320 | 05RAIKES B | PJM | 205 | 69 | 1255
244321 | 05VP#5 | PJM | 205 | 69 | 1255
244322 | 05VP#6 | PJM | 205 | 69 | 1255
244323 | 05WHETSTBR | PJM | 205 | 69 | 1255
244325 | 05LOONEYCR | PJM | 205 | 34.5 | 1255
244327 | 05TWENTYMI | PJM | 205 | 69 | 1255
244328 | 05MARVINSS | PJM | 205 | 69 | 1255
244332 | 05SANDYRG | PJM | 205 | 69 | 1255
244333 | 05AMONTLTS | PJM | 205 | 34.5 | 1255
244335 | 05SHERRICKSS | PJM | 205 | 69 | 1256
244336 | 05BELCHRMT | PJM | 205 | 88 | 1255
244337 | 05BELCHRMZ | PJM | 205 | 88 | 1255
244341 | 05SOFTAIL SS | PJM | 205 | 138 | 1251
244350 | 05HICKORGP | PJM | 205 | 34.5 | 1255
244351 | 05IAEGER | PJM | 205 | 46 | 1255
244356 | 05MCDOWELL | PJM | 205 | 34.5 | 1255
244364 | 05WHITLEY | PJM | 205 | 69 | 1257
244371 | 05KALAMAZOO | PJM | 205 | 69 | 1257
244372 | 05BROOKLYN | PJM | 205 | 69 | 1255
244373 | 05AMEAGLE | PJM | 205 | 46 | 1255
244378 | 05BOWYER | PJM | 205 | 46 | 1255
244379 | 05LILLYBRO | PJM | 205 | 46 | 1255
244382 | 05ELMO | PJM | 205 | 69 | 1255
244383 | 05ELMO SS | PJM | 205 | 69 | 1255
244384 | 05BROWNSVL | PJM | 205 | 69 | 1255
244385 | 05LAWSON | PJM | 205 | 46 | 1255
244386 | 05COLCORD | PJM | 205 | 46 | 1255
244388 | 05ARTIESS | PJM | 205 | 46 | 1255
244389 | 05CRABO SS | PJM | 205 | 46 | 1255
244391 | 05CLAREMNT | PJM | 205 | 69 | 1255
244393 | 05COAL MTN | PJM | 205 | 46 | 1255
244394 | 05CRABORCH | PJM | 205 | 46 | 1255
244397 | 05DOROTHY | PJM | 205 | 46 | 1255
244398 | 05PIONEERF | PJM | 205 | 46 | 1255
244399 | 05EDWIGHT | PJM | 205 | 46 | 1255
244400 | 05ELLENPLK | PJM | 205 | 46 | 1255
244402 | 05FAYETTVL | PJM | 205 | 69 | 1255
244404 | 05FARLEYBR | PJM | 205 | 46 | 1255
244405 | 05GAULEYMT | PJM | 205 | 69 | 1255
244406 | 05GLENWHTE | PJM | 205 | 46 | 1255
244411 | 05JARROLD | PJM | 205 | 46 | 1255
244412 | 05WTRV SLR C | PJM | 205 | 138 | 1297
244413 | 05MCGRAWS | PJM | 205 | 46 | 1255
244414 | 05KILLRNEY | PJM | 205 | 46 | 1255
244417 | 05SUNBRIGHT | PJM | 205 | 69 | 1255
244418 | 05CARL | PJM | 205 | 69 | 1255
244420 | 05LAYLAND | PJM | 205 | 69 | 1255
244421 | 05SHORT CRK | PJM | 205 | 69 | 1256
244422 | 05LEIVASY | PJM | 205 | 69 | 1255
244423 | 05JAMES RIVR | PJM | 205 | 138 | 1250
244426 | 05MARSHFRK | PJM | 205 | 46 | 1255
244429 | 05MC ROSS | PJM | 205 | 69 | 1255
244430 | 05MEADOWBR | PJM | 205 | 69 | 1255
244435 | 05OAK HILL | PJM | 205 | 69 | 1255
244436 | 05OCEANA | PJM | 205 | 46 | 1255
244440 | 05POPLARGP | PJM | 205 | 46 | 1255
244441 | 05HOTCHKIS | PJM | 205 | 46 | 1255
244442 | 05PRINCE | PJM | 205 | 69 | 1255
244444 | 05SLABFORK | PJM | 205 | 46 | 1255
244445 | 05SOPHIA | PJM | 205 | 46 | 1255
244446 | 05SOAPSTONE | PJM | 205 | 138 | 1250
244452 | 05THURMOND | PJM | 205 | 69 | 1255
244453 | 05TOWER117 | PJM | 205 | 69 | 1255
244454 | 05UPPER BR | PJM | 205 | 46 | 1255
244455 | 05URY | PJM | 205 | 46 | 1255
244456 | 05WHITESTK | PJM | 205 | 46 | 1255
244458 | 05WORKMNFK | PJM | 205 | 46 | 1255
244460 | 05DRYBRANC | PJM | 205 | 46 | 1255
244461 | 05PONDFORK | PJM | 205 | 46 | 1255
244462 | 05SHOALS | PJM | 205 | 138 | 1250
244463 | 05PETTUSSS | PJM | 205 | 46 | 1255
244464 | 05PACKSVLE | PJM | 205 | 46 | 1255
244465 | 05SHOCKLEY | PJM | 205 | 46 | 1255
244467 | 05SUMMERVL | PJM | 205 | 69 | 1255
244468 | 05MCALPIN | PJM | 205 | 46 | 1255
244469 | 05JACKS BR | PJM | 205 | 69 | 1255
244470 | 05BALDKNOB | PJM | 205 | 46 | 1255
244471 | 05BECCO | PJM | 205 | 46 | 1255
244473 | 05BIGBRNCH | PJM | 205 | 46 | 1255
244478 | 05BRAEHOLM | PJM | 205 | 46 | 1255
244479 | 05CHAP | PJM | 205 | 69 | 1255
244481 | 05LATROBE | PJM | 205 | 46 | 1255
244482 | 05DEHUE | PJM | 205 | 46 | 1255
244483 | 05HARRISN ST | PJM | 205 | 69 | 1257
244485 | 05ELK CRK | PJM | 205 | 46 | 1255
244486 | 05ELK RUN | PJM | 205 | 69 | 1255
244487 | 05LUSHER AVE | PJM | 205 | 69 | 1257
244488 | 05GILBERT | PJM | 205 | 46 | 1255
244490 | 05HAMPTON | PJM | 205 | 46 | 1255
244491 | 05SPRULAU | PJM | 205 | 46 | 1255
244492 | 05HEWETT | PJM | 205 | 46 | 1255
244502 | 05JARRELCR | PJM | 205 | 69 | 1255
244503 | 05SYLVESTE | PJM | 205 | 69 | 1255
244504 | 05KOHLSAAT | PJM | 205 | 69 | 1255
244505 | 05PARDEE SS | PJM | 205 | 46 | 1255
244506 | 05LIMBERLOST | PJM | 205 | 69 | 1257
244507 | 05LANTA | PJM | 205 | 69 | 1255
244509 | 05PINE GAP | PJM | 205 | 46 | 1255
244511 | 05RICH CRK | PJM | 205 | 46 | 1255
244512 | 05ROBINSON | PJM | 205 | 69 | 1255
244513 | 05ROCKLKBR | PJM | 205 | 46 | 1255
244514 | 05NAPIER | PJM | 205 | 34.5 | 1257
244515 | 05SHARPLES | PJM | 205 | 46 | 1255
244516 | 05SKINFORK | PJM | 205 | 46 | 1255
244517 | 05SLAGLE | PJM | 205 | 46 | 1255
244518 | 05SOVERIGN | PJM | 205 | 46 | 1255
244519 | 05RIPPLE | PJM | 205 | 69 | 1257
244520 | 05TONEYFRK | PJM | 205 | 46 | 1255
244521 | 05VAN | PJM | 205 | 69 | 1255
244522 | 05WVA COAL | PJM | 205 | 46 | 1255
244523 | 05WYLO | PJM | 205 | 46 | 1255
244525 | 05ARCHCOAL | PJM | 205 | 69 | 1255
244526 | 05THREEFRK | PJM | 205 | 46 | 1255
244527 | 05BLPENN | PJM | 205 | 69 | 1255
244530 | 05N.POINT | PJM | 205 | 138 | 1255
244531 | 05BANDYBRA | PJM | 205 | 46 | 1255
244532 | 05PONDEACC | PJM | 205 | 46 | 1255
244533 | 05HEPPNER SW | PJM | 205 | 69 | 1258
244535 | 05TWILIGHT | PJM | 205 | 46 | 1255
244541 | 05CYCLONE | PJM | 205 | 46 | 1255
244542 | 05PONDTAP | PJM | 205 | 46 | 1255
244543 | 05CHERYPND | PJM | 205 | 69 | 1255
244544 | 05NTWILIGT | PJM | 205 | 46 | 1255
244545 | 05GARLAND | PJM | 205 | 46 | 1255
244546 | 05BENS CRK | PJM | 205 | 46 | 1255
244548 | 05BRIARMT | PJM | 205 | 46 | 1255
244549 | 05IRONMAN SS | PJM | 205 | 69 | 1258
244550 | 05GRAPEVIN | PJM | 205 | 46 | 1255
244551 | 05HARDY | PJM | 205 | 46 | 1255
244552 | 05HARDY SS | PJM | 205 | 46 | 1255
244555 | 05PANTHER | PJM | 205 | 46 | 1255
244556 | 05PANTHRTP | PJM | 205 | 46 | 1255
244557 | 05ECHO VL 8 | PJM | 205 | 69 | 1258
244560 | 05ISABELLA | PJM | 205 | 138 | 1251
244562 | 05WHARNCLF | PJM | 205 | 46 | 1255
244571 | 05WIRE MILL | PJM | 205 | 34.5 | 1257
244572 | 05MARTIKI | PJM | 205 | 138 | 1254
244573 | 05MASSEY | PJM | 205 | 69 | 1259
244575 | 05PEVLER | PJM | 205 | 69 | 1259
244578 | 05TOMWATKS | PJM | 205 | 69 | 1259
244579 | 05NEWCAMP | PJM | 205 | 69 | 1259
244580 | 05INEZ SS | PJM | 205 | 69 | 1259
244581 | 05BARRENSH | PJM | 205 | 69 | 1259
244586 | 05PIKE29 | PJM | 205 | 46 | 1259
244591 | 05BURDINE | PJM | 205 | 46 | 1259
244592 | 05BURTON | PJM | 205 | 46 | 1259
244595 | 05COLEMAN | PJM | 205 | 69 | 1259
244596 | 05DRAFFIN | PJM | 205 | 46 | 1259
244599 | 05ELWOOD | PJM | 205 | 46 | 1259
244601 | 05FEDSCRK | PJM | 205 | 69 | 1259
244603 | 05GARRETT | PJM | 205 | 46 | 1259
244604 | 05GUNDMINE | PJM | 205 | 69 | 1259
244605 | 05HENRYCLA | PJM | 205 | 46 | 1259
244608 | 05KENWOOD | PJM | 205 | 46 | 1259
244609 | 05KEYSER | PJM | 205 | 69 | 1259
244610 | 05KIMPER | PJM | 205 | 69 | 1259
244613 | 05MCCOYELK | PJM | 205 | 69 | 1259
244614 | 05MCINNES | PJM | 205 | 69 | 1259
244615 | 05MCINNSTP | PJM | 205 | 69 | 1259
244616 | 05MCKINNEY | PJM | 205 | 46 | 1259
244617 | 05MCOYELTP | PJM | 205 | 69 | 1259
244620 | 05PIKEVL | PJM | 205 | 69 | 1259
244623 | 05PIKE29SS | PJM | 205 | 46 | 1259
244624 | 05RUSSELFK | PJM | 205 | 69 | 1259
244626 | 05SALSBURY | PJM | 205 | 46 | 1259
244627 | 05SCOTTBR | PJM | 205 | 69 | 1259
244628 | 05SECONDFK | PJM | 205 | 69 | 1259
244629 | 05CONSOL MTR | PJM | 205 | 46 | 1259
244632 | 05W.PNTSVL | PJM | 205 | 69 | 1259
244634 | 05SIDNEY | PJM | 205 | 69 | 1259
244635 | 05CLRK-ELK | PJM | 205 | 69 | 1259
244636 | 05LESLIE 1 | PJM | 205 | 69 | 1259
244638 | 05FISHTP L | PJM | 205 | 69 | 1259
244642 | 05BEVINS | PJM | 205 | 69 | 1259
244646 | 05WORTH IND | PJM | 205 | 69 | 1258
244648 | 05FILTRAT SS | PJM | 205 | 34.5 | 1257
244653 | 05TRISTATE T | PJM | 205 | 69 | 1259
244654 | 05AIRCO | PJM | 205 | 69 | 1259
244655 | 05ARMCO | PJM | 205 | 34.5 | 1259
244656 | 0540TH ST SS | PJM | 205 | 69 | 1259
244657 | 05ASHLAND | PJM | 205 | 69 | 1259
244664 | 05ASFISS | PJM | 205 | 69 | 1259
244665 | 05CALGON | PJM | 205 | 69 | 1259
244666 | 05CALGONSS | PJM | 205 | 69 | 1259
244667 | 05ENGLNDHL | PJM | 205 | 69 | 1259
244668 | 05HCOLLINS | PJM | 205 | 69 | 1259
244669 | 05HIGHLAND | PJM | 205 | 69 | 1259
244671 | 05INCO BUR | PJM | 205 | 69 | 1259
244673 | 05LEACH | PJM | 205 | 69 | 1259
244676 | 05MANSBACH | PJM | 205 | 69 | 1259
244677 | 05RACELAND | PJM | 205 | 69 | 1259
244678 | 05RUSSELL | PJM | 205 | 69 | 1259
244679 | 05S.SHORE | PJM | 205 | 69 | 1259
244682 | 05WORTHGTN | PJM | 205 | 69 | 1259
244683 | 05WURTLAND | PJM | 205 | 69 | 1259
244684 | 0510TH ST | PJM | 205 | 69 | 1259
244685 | 0547TH ST | PJM | 205 | 69 | 1259
244691 | 0526TH ST | PJM | 205 | 34.5 | 1255
244692 | 05BALLAHSS | PJM | 205 | 69 | 1258
244693 | 05CEREDO | PJM | 205 | 34.5 | 1255
244694 | 05CEREDOTP | PJM | 205 | 34.5 | 1255
244695 | 05CONNOR F | PJM | 205 | 34.5 | 1255
244696 | 05CONNORST | PJM | 205 | 34.5 | 1255
244701 | 05DARRAH | PJM | 205 | 69 | 1255
244702 | 05S.TORONTOZ | PJM | 205 | 69 | 1256
244707 | 05HEFT SS | PJM | 205 | 69 | 1256
244711 | 05FULKS | PJM | 205 | 34.5 | 1255
244714 | 05HUNSANIB | PJM | 205 | 34.5 | 1255
244715 | 05HURRICAN | PJM | 205 | 69 | 1255
244716 | 05INCO FUR | PJM | 205 | 34.5 | 1255
244717 | 05INCO MIL | PJM | 205 | 34.5 | 1255
244718 | 05JOHNSON LN | PJM | 205 | 34.5 | 1255
244719 | 05VIRGINIA | PJM | 205 | 34.5 | 1255
244725 | 05PATSBRNC | PJM | 205 | 34.5 | 1255
244726 | 05HONEYCRKSS | PJM | 205 | 69 | 1256
244727 | 05S.NEAL | PJM | 205 | 69 | 1255
244732 | 05TEAYS | PJM | 205 | 69 | 1255
244733 | 05MILLER SS | PJM | 205 | 69 | 1255
244734 | 05COLUMB GAS | PJM | 205 | 69 | 1255
244735 | 05GLANDORF | PJM | 205 | 69 | 1256
244740 | 0523RD ST | PJM | 205 | 34.5 | 1255
244741 | 0524TH ST | PJM | 205 | 34.5 | 1255
244742 | 054 POLE | PJM | 205 | 34.5 | 1255
244743 | 054POLEPMP | PJM | 205 | 34.5 | 1255
244747 | 05COLFOR OND | PJM | 205 | 69 | 1256
244748 | 05BARNETT | PJM | 205 | 69 | 1255
244753 | 05BEALE | PJM | 205 | 69 | 1255
244754 | 05COTAGEVI | PJM | 205 | 69 | 1255
244759 | 05LOCK LAN | PJM | 205 | 69 | 1255
244760 | 05PTPLEASN | PJM | 205 | 69 | 1255
244761 | 05RACINE | PJM | 205 | 69 | 1256
244762 | 05RAVENSWD | PJM | 205 | 69 | 1255
244767 | 05AM.ALLOY | PJM | 205 | 138 | 1255
244773 | 05BRIDGE | PJM | 205 | 69 | 1255
244780 | 05CENTRALA | PJM | 205 | 46 | 1255
244788 | 05DUNBAR | PJM | 205 | 46 | 1255
244791 | 05GREENBRI | PJM | 205 | 69 | 1255
244792 | 05HANNADR SS | PJM | 205 | 46 | 1255
244793 | 05GUTHRIE | PJM | 205 | 46 | 1255
244794 | 05LOUDENDA | PJM | 205 | 46 | 1255
244795 | 05CLEARON | PJM | 205 | 46 | 1255
244796 | 05S CHAR | PJM | 205 | 46 | 1255
244797 | 05SCHARSEW | PJM | 205 | 46 | 1255
244798 | 05SOUTHHIL | PJM | 205 | 46 | 1255
244800 | 05SHADYSD SS | PJM | 205 | 69 | 1256
244803 | 05VW TAP | PJM | 205 | 46 | 1255
244804 | 05WASH ST | PJM | 205 | 46 | 1255
244809 | 05WARD HLO | PJM | 205 | 46 | 1255
244810 | 05ALUMCREE | PJM | 205 | 46 | 1255
244813 | 05EMMONS | PJM | 205 | 46 | 1255
244816 | 05HOPKINSF | PJM | 205 | 46 | 1255
244817 | 05ROUNDBOT | PJM | 205 | 46 | 1255
244818 | 05CAMPCRK | PJM | 205 | 46 | 1255
244820 | 05MIKESRUN | PJM | 205 | 46 | 1255
244821 | 05PEYTONA | PJM | 205 | 46 | 1255
244822 | 05SLAUGHTR | PJM | 205 | 46 | 1255
244823 | 05WINIFRED | PJM | 205 | 46 | 1255
244825 | 05BICKMORE | PJM | 205 | 46 | 1255
244826 | 05LILLYBRH | PJM | 205 | 46 | 1255
244827 | 05KELLY CK | PJM | 205 | 46 | 1255
244832 | 05FRANKSBR | PJM | 205 | 46 | 1255
244833 | 05HARTLAND | PJM | 205 | 46 | 1255
244835 | 05MAMMOTH | PJM | 205 | 46 | 1255
244836 | 05MINKSHOL | PJM | 205 | 69 | 1255
244837 | 05DUFFY TL Z | PJM | 205 | 34.5 | 1257
244850 | 05KANAWHAC | PJM | 205 | 46 | 1255
244851 | 05MARMET | PJM | 205 | 46 | 1255
244852 | 05MARMETH1 | PJM | 205 | 46 | 1255
244853 | 05DUFFY TL | PJM | 205 | 34.5 | 1257
244854 | 05MIDWST MTZ | PJM | 205 | 34.5 | 1257
244856 | 05PRAXAIR | PJM | 205 | 46 | 1255
244859 | 05MARMETH2 | PJM | 205 | 46 | 1255
244860 | 05MIDWST MT | PJM | 205 | 34.5 | 1257
244861 | 05MARMETHY | PJM | 205 | 46 | 1255
244864 | 05CROSS LA | PJM | 205 | 69 | 1255
244865 | 05NITRO | PJM | 205 | 69 | 1255
244866 | 05THORPE SS | PJM | 205 | 138 | 1250
244867 | 05PLANTROA | PJM | 205 | 69 | 1255
244868 | 05BRICE | PJM | 205 | 138 | 1253
244871 | 05RIDGELY | PJM | 205 | 138 | 1251
244873 | 05WINFIELD | PJM | 205 | 69 | 1255
244880 | 05CEDARGRV | PJM | 205 | 46 | 1255
244882 | 05GALLAGHR | PJM | 205 | 46 | 1255
244885 | 05HUGHESTN | PJM | 205 | 46 | 1255
244887 | 05KINGSTON | PJM | 205 | 46 | 1255
244891 | 05LONDON | PJM | 205 | 46 | 1255
244892 | 05LOUPCREK | PJM | 205 | 46 | 1255
244893 | 05MILBURN | PJM | 205 | 46 | 1255
244894 | 05MONTGMRY | PJM | 205 | 46 | 1255
244898 | 05PAGE SS | PJM | 205 | 46 | 1255
244899 | 05SCARBRO | PJM | 205 | 46 | 1255
244902 | 05SUN | PJM | 205 | 46 | 1255
244903 | 05TOMSFORK | PJM | 205 | 46 | 1255
244906 | 05MAP-LUBE | PJM | 205 | 69 | 1259
244907 | 05MAP-EVAN | PJM | 205 | 69 | 1259
244908 | 05MAP-MALC | PJM | 205 | 69 | 1259
244909 | 05MAP1MAIN | PJM | 205 | 69 | 1259
244910 | 05MAP2HILL | PJM | 205 | 69 | 1259
244911 | 05MAP2EAST | PJM | 205 | 69 | 1259
244912 | 05MAP2NRTH | PJM | 205 | 69 | 1259
244913 | 05MAP2NE | PJM | 205 | 69 | 1259
244914 | 05MAP-PACK | PJM | 205 | 69 | 1259
244915 | 05MAPMITCH | PJM | 205 | 69 | 1259
244920 | 05GN TIRE SS | PJM | 205 | 34.5 | 1257
244921 | 05FRIENDSH | PJM | 205 | 69 | 1256
244922 | 05ATLAS | PJM | 205 | 34.5 | 1257
244928 | 05BEAVER 8 | PJM | 205 | 69 | 1256
244932 | 05CALCUTTA | PJM | 205 | 69 | 1256
244941 | 05SWEENEYBRG | PJM | 205 | 46 | 1255
244943 | 05PACKARD BP | PJM | 205 | 138 | 1251
244950 | 05WILKSVILLE | PJM | 205 | 138 | 1251
244951 | 05A.CHEM I | PJM | 205 | 34.5 | 1256
244952 | 05CENTERST | PJM | 205 | 69 | 1256
244954 | 05COALGROV | PJM | 205 | 69 | 1256
244956 | 05DOW CHEM | PJM | 205 | 69 | 1256
244960 | 05N IRONTO | PJM | 205 | 69 | 1256
244964 | 05N.CHESPK | PJM | 205 | 34.5 | 1256
244966 | 05SCOTTWN8 | PJM | 205 | 34.5 | 1256
244967 | 05ELLISON_BP | PJM | 205 | 138 | 1252
244968 | 05SPTETHNO | PJM | 205 | 34.5 | 1256
244969 | 05SUNRISE | PJM | 205 | 69 | 1256
244975 | 05AMSTER 8 | PJM | 205 | 69 | 1256
244976 | 05AMSTRDAM | PJM | 205 | 69 | 1256
244977 | 05BANOCK R | PJM | 205 | 69 | 1256
244982 | 05E.CADIZ SS | PJM | 205 | 69 | 1256
244983 | 05COLERAIN | PJM | 205 | 69 | 1256
244985 | 05DILONVAL | PJM | 205 | 69 | 1256
244987 | 05E SPRNFD | PJM | 205 | 69 | 1256
244989 | 05WOLFRNSS | PJM | 205 | 69 | 1256
244990 | 05FLUSHING | PJM | 205 | 69 | 1256
244994 | 05HIGHLND | PJM | 205 | 69 | 1256
244995 | 05HOPEDALE | PJM | 205 | 69 | 1256
244999 | 05MILLER S | PJM | 205 | 69 | 1256
245000 | 05ALLEDONI | PJM | 205 | 69 | 1256
245002 | 05PARLETT | PJM | 205 | 69 | 1256
245006 | 05HARRISV SS | PJM | 205 | 69 | 1256
245007 | 05PROVIDNTSS | PJM | 205 | 69 | 1256
245008 | 05DTE COAL | PJM | 205 | 69 | 1256
245009 | 05OHIOVLCOAL | PJM | 205 | 69 | 1256
245011 | 05ROBYVILL | PJM | 205 | 69 | 1256
245014 | 05SHEPDT 8 | PJM | 205 | 69 | 1256
245016 | 05SOMERTN8 | PJM | 205 | 69 | 1256
245018 | 05SPEIDEL SW | PJM | 205 | 69 | 1256
245019 | 05ST CLARV | PJM | 205 | 69 | 1256
245021 | 05SUMMERHI | PJM | 205 | 69 | 1256
245022 | 05TE SUMRF | PJM | 205 | 69 | 1256
245028 | 05CAPTINA8 | PJM | 205 | 69 | 1256
245029 | 05BATESVILLE | PJM | 205 | 69 | 1256
245031 | 05E SIDE | PJM | 205 | 69 | 1256
245034 | 05AUGUSTA SS | PJM | 205 | 69 | 1256
245035 | 05S.CALCSS | PJM | 205 | 69 | 1256
245036 | 05E.END SS | PJM | 205 | 69 | 1256
245038 | 05EIGHTN S | PJM | 205 | 69 | 1256
245041 | 05GEORG RU | PJM | 205 | 69 | 1256
245042 | 05GLENMOOR | PJM | 205 | 69 | 1256
245044 | 05HAMMSVLL | PJM | 205 | 69 | 1256
245045 | 05HIGH ST | PJM | 205 | 69 | 1256
245046 | 05CONNORSTL2 | PJM | 205 | 34.5 | 1255
245047 | 05N WELLSV | PJM | 205 | 69 | 1256
245051 | 05SECOND S | PJM | 205 | 69 | 1256
245052 | 05STANTN S | PJM | 205 | 69 | 1256
245054 | 05STCLARAV | PJM | 205 | 69 | 1256
245055 | 05STEUB PM | PJM | 205 | 69 | 1256
245056 | 05STNY HOL | PJM | 205 | 69 | 1256
245057 | 05STRATTON | PJM | 205 | 69 | 1256
245059 | 05SUGARGROV8 | PJM | 205 | 69 | 1256
245062 | 05SUNST BL | PJM | 205 | 69 | 1256
245065 | 05TORONTO | PJM | 205 | 69 | 1256
245067 | 05TWO RIGE | PJM | 205 | 69 | 1256
245068 | 05W ALIKAN | PJM | 205 | 69 | 1256
245069 | 05W TORONT | PJM | 205 | 69 | 1256
245071 | 05HILLNDAL | PJM | 205 | 69 | 1256
245073 | 05WINTERVL | PJM | 205 | 69 | 1256
245075 | 05STEUB L | PJM | 205 | 12 | 1256
245078 | 05STGEORGE | PJM | 205 | 69 | 1256
245079 | 05CIRCLGSS | PJM | 205 | 69 | 1256
245080 | 05SPRINGF8 | PJM | 205 | 69 | 1256
245081 | 05TARRSRUN | PJM | 205 | 69 | 1256
245082 | 05BELLAIRE | PJM | 205 | 69 | 1256
245083 | 05BRIDGEPR | PJM | 205 | 69 | 1256
245084 | 05CAMERNSS | PJM | 205 | 69 | 1256
245087 | 05E LAN SW | PJM | 205 | 69 | 1256
245088 | 05GLENS RU | PJM | 205 | 69 | 1256
245089 | 05LANSING | PJM | 205 | 69 | 1256
245090 | 05MARTNS F | PJM | 205 | 69 | 1256
245093 | 05NEFFS | PJM | 205 | 69 | 1256
245094 | 05POWHATAN | PJM | 205 | 69 | 1256
245096 | 05RONDBTM8 | PJM | 205 | 69 | 1256
245097 | 05S MRT FR | PJM | 205 | 69 | 1256
245098 | 05SHADYSID | PJM | 205 | 69 | 1256
245104 | 05WOODSFLD Z | PJM | 205 | 69 | 1256
245105 | 05WS MART | PJM | 205 | 69 | 1256
245106 | 05WS YORKV | PJM | 205 | 69 | 1256
245109 | 05AGAGAS | PJM | 205 | 138 | 1251
245110 | 05ALLEN AV | PJM | 205 | 23 | 1256
245113 | 05BLISS PK | PJM | 205 | 69 | 1256
245114 | 05MASCOTECHZ | PJM | 205 | 69 | 1256
245115 | 05CANT ALO | PJM | 205 | 23 | 1256
245116 | 05REPUBLIC | PJM | 205 | 69 | 1256
245117 | 05W.CARROLL | PJM | 205 | 138 | 1250
245118 | 05CHERRY A | PJM | 205 | 69 | 1256
245119 | 05CONT HOS | PJM | 205 | 69 | 1256
245120 | 05CRYSTL P | PJM | 205 | 69 | 1256
245121 | 05DIA PORT | PJM | 205 | 69 | 1256
245122 | 05DIB-BONO | PJM | 205 | 23 | 1256
245123 | 05DROPFOR1 | PJM | 205 | 23 | 1256
245125 | 05DUEBER | PJM | 205 | 69 | 1256
245127 | 05E CANTON | PJM | 205 | 69 | 1256
245129 | 05EASTON S | PJM | 205 | 69 | 1256
245130 | 05EIGHTH S | PJM | 205 | 69 | 1256
245131 | 05LARRYTOT | PJM | 205 | 23 | 1256
245133 | 05GEORGTW1 | PJM | 205 | 23 | 1256
245134 | 05GAMBRINU | PJM | 205 | 69 | 1256
245135 | 05ESLICH | PJM | 205 | 23 | 1256
245136 | 05HOOVER | PJM | 205 | 69 | 1256
245141 | 05LIQ CARB | PJM | 205 | 69 | 1256
245142 | 05LOUISVIL | PJM | 205 | 69 | 1256
245143 | 05LTV SOUT | PJM | 205 | 23 | 1256
245144 | 05LUNTZ | PJM | 205 | 69 | 1256
245146 | 05MAHONING | PJM | 205 | 69 | 1256
245147 | 05KENNA | PJM | 205 | 138 | 1250
245150 | 05MALVERN8 | PJM | 205 | 69 | 1256
245153 | 05MINERVA | PJM | 205 | 69 | 1256
245155 | 05MOHAWK 8 | PJM | 205 | 69 | 1256
245156 | 05N CANTON | PJM | 205 | 69 | 1256
245160 | 05OAKWOD R | PJM | 205 | 69 | 1256
245162 | 05PEKIN | PJM | 205 | 69 | 1256
245164 | 05PORTEC | PJM | 205 | 69 | 1256
245167 | 05ROBERTVL | PJM | 205 | 69 | 1256
245169 | 05AM ELEC CP | PJM | 205 | 34.5 | 1257
245171 | 05SCHROYER | PJM | 205 | 69 | 1256
245175 | 05STADIM P | PJM | 205 | 69 | 1256
245177 | 05STANLY C | PJM | 205 | 69 | 1256
245178 | 05ST.MARY CO | PJM | 205 | 69 | 1257
245181 | 05TIMKHOOV | PJM | 205 | 69 | 1256
245182 | 05TIMKIN H | PJM | 205 | 69 | 1256
245183 | 05COLFAX | PJM | 205 | 69 | 1257
245189 | 05W LOUISV | PJM | 205 | 69 | 1256
245194 | 05SAVANNAH | PJM | 205 | 69 | 1256
245200 | 05ROYALSS | PJM | 205 | 69 | 1256
245201 | 05RTI | PJM | 205 | 138 | 1251
245202 | 05ONEIDASS | PJM | 205 | 69 | 1256
245203 | 05THIRD ST | PJM | 205 | 69 | 1256
245205 | 05S.MALVRNSS | PJM | 205 | 69 | 1256
245206 | 05CLIFFMNT | PJM | 205 | 69 | 1256
245209 | 05BRIDGESS | PJM | 205 | 69 | 1256
245211 | 05IRISHRUN | PJM | 205 | 69 | 1256
245212 | 05GREERZ | PJM | 205 | 69 | 1256
245214 | 05BEARTOWN | PJM | 205 | 69 | 1256
245215 | 05ZOARVILL | PJM | 205 | 69 | 1256
245217 | 05MUESSEL | PJM | 205 | 69 | 1257
245218 | 05COPPERHE | PJM | 205 | 34.5 | 1256
245219 | 05DENNISON | PJM | 205 | 69 | 1256
245223 | 05E DOVER | PJM | 205 | 69 | 1256
245224 | 05EMPIRE 8 | PJM | 205 | 69 | 1256
245226 | 05DOVRWIRESS | PJM | 205 | 69 | 1256
245227 | 05GEN TIRE | PJM | 205 | 34.5 | 1256
245231 | 05E.MILLSTSS | PJM | 205 | 34.5 | 1256
245233 | 05LEESVIL8 | PJM | 205 | 69 | 1256
245234 | 05LOCK 17 | PJM | 205 | 69 | 1256
245241 | 05NEWPORT | PJM | 205 | 69 | 1256
245244 | 05PTRSBRG8 | PJM | 205 | 69 | 1256
245246 | 05SCHOENBR | PJM | 205 | 69 | 1256
245247 | 05SCIO | PJM | 205 | 69 | 1256
245249 | 05STONE CK | PJM | 205 | 34.5 | 1256
245250 | 05STONECK8 | PJM | 205 | 34.5 | 1256
245259 | 05EDLOWE | PJM | 205 | 138 | 1252
245262 | 05AKRON BR | PJM | 205 | 23 | 1256
245263 | 05W.WILJCTSS | PJM | 205 | 69 | 1256
245265 | 05BEALL AV | PJM | 205 | 69 | 1256
245266 | 05BIG PRAI | PJM | 205 | 69 | 1256
245267 | 05BILLIAR | PJM | 205 | 69 | 1256
245268 | 05BOWMAN S | PJM | 205 | 23 | 1256
245274 | 05DRAKVAL8 | PJM | 205 | 69 | 1256
245276 | 05TEKFOR | PJM | 205 | 69 | 1256
245278 | 05E WOOSTR | PJM | 205 | 138 | 1256
245280 | 05GRSTLGRZ | PJM | 205 | 23 | 1256
245281 | 05GRSTSLGR | PJM | 205 | 23 | 1256
245282 | 05HEFFRLN8 | PJM | 205 | 69 | 1256
245283 | 05MANSFDSS | PJM | 205 | 69 | 1256
245284 | 05HIGHLNDO | PJM | 205 | 69 | 1256
245285 | 05INTL PAP | PJM | 205 | 23 | 1256
245287 | 05MORELND8 | PJM | 205 | 69 | 1256
245289 | 05N FREDBR | PJM | 205 | 69 | 1256
245290 | 05N WAYNE8 | PJM | 205 | 69 | 1256
245291 | 05N WOOSTE | PJM | 205 | 69 | 1256
245294 | 05GRSTNSL5 | PJM | 205 | 23 | 1256
245295 | 05RUBBRMD2 | PJM | 205 | 23 | 1256
245297 | 05S WOOSTE | PJM | 205 | 23 | 1256
245298 | 05SHREVE | PJM | 205 | 69 | 1256
245302 | 05W WOOSTE | PJM | 205 | 69 | 1256
245303 | 05WOOSTER | PJM | 205 | 12 | 1256
245308 | 05GOLDENC8 | PJM | 205 | 69 | 1256
245309 | 05BAUER RDSS | PJM | 205 | 23 | 1256
245311 | 05E UNION | PJM | 205 | 69 | 1256
245312 | 05ALGNY PI | PJM | 205 | 34.5 | 1256
245317 | 05COTTONW SS | PJM | 205 | 69 | 1256
245318 | 05CONESVIL | PJM | 205 | 69 | 1256
245319 | 05COSHCTN | PJM | 205 | 69 | 1256
245322 | 05DRESDEN | PJM | 205 | 69 | 1256
245326 | 05ISLETA | PJM | 205 | 34.5 | 1256
245335 | 05MORGN RU | PJM | 205 | 34.5 | 1256
245340 | 05CAMRD SS | PJM | 205 | 69 | 1256
245344 | 05SAN CAST | PJM | 205 | 34.5 | 1256
245345 | 05ST REGIS | PJM | 205 | 34.5 | 1256
245351 | 05W LAFYTE | PJM | 205 | 34.5 | 1256
245354 | 05WLAFYTE8 | PJM | 205 | 34.5 | 1256
245358 | 05PENGUINDP1 | PJM | 205 | 138 | 1253
245362 | 05BELDEN BRK | PJM | 205 | 34.5 | 1256
245363 | 05BELDENB23Z | PJM | 205 | 34.5 | 1256
245368 | 05SBENTNSS | PJM | 205 | 69 | 1256
245369 | 05W.BENTON | PJM | 205 | 69 | 1256
245370 | 05BERLINOP | PJM | 205 | 69 | 1256
245371 | 05WALNUTCR | PJM | 205 | 69 | 1256
245372 | 05TRAIL 8 | PJM | 205 | 69 | 1256
245375 | 05SHIEHILL | PJM | 205 | 69 | 1256
245377 | 05ROBSNRUN | PJM | 205 | 69 | 1256
245383 | 05AVONDALE | PJM | 205 | 69 | 1256
245390 | 05COOPERML | PJM | 205 | 69 | 1256
245397 | 05GLASS RC | PJM | 205 | 69 | 1256
245398 | 05HUGHES S | PJM | 205 | 69 | 1256
245401 | 05MCLUNEYS | PJM | 205 | 69 | 1256
245402 | 05MOXAHALS | PJM | 205 | 69 | 1256
245405 | 05NEW LEXN | PJM | 205 | 69 | 1256
245406 | 05NOVAL PK | PJM | 205 | 69 | 1256
245408 | 05OAKLAND | PJM | 205 | 69 | 1256
245411 | 05ROSEFARM | PJM | 205 | 69 | 1256
245412 | 05ROSEVILL | PJM | 205 | 69 | 1256
245413 | 05S FULTHA | PJM | 205 | 69 | 1256
245414 | 05S.SOMERS | PJM | 205 | 69 | 1256
245415 | 05SALTILO | PJM | 205 | 69 | 1256
245416 | 05SHINNICKST | PJM | 205 | 69 | 1256
245417 | 05SOMRSET8 | PJM | 205 | 69 | 1256
245418 | 05SOMERSET | PJM | 205 | 69 | 1256
245424 | 05ZION SW | PJM | 205 | 69 | 1256
245425 | 05W TRINWY | PJM | 205 | 138 | 1256
245427 | 05BARTLET8 | PJM | 205 | 69 | 1256
245430 | 05N MCNLSV | PJM | 205 | 69 | 1256
245432 | 05NELYSVIL | PJM | 205 | 69 | 1256
245433 | 05PENNSVIL | PJM | 205 | 69 | 1256
245434 | 05S ROKEBY | PJM | 205 | 69 | 1256
245435 | 05S.STOCKP | PJM | 205 | 69 | 1256
245436 | 05W MALTA | PJM | 205 | 69 | 1256
245443 | 05CAMB JCT | PJM | 205 | 34.5 | 1256
245444 | 05CAMBRIDG | PJM | 205 | 34.5 | 1256
245445 | 05WBYESVLL | PJM | 205 | 69 | 1256
245450 | 05KIMBLTN | PJM | 205 | 69 | 1256
245452 | 05DERWENT | PJM | 205 | 69 | 1256
245456 | 05NEWBERY | PJM | 205 | 138 | 1251
245457 | 05BYESVLLE | PJM | 205 | 69 | 1256
245458 | 05FAIRDALE | PJM | 205 | 69 | 1256
245459 | 05SHIELDAL | PJM | 205 | 34.5 | 1256
245460 | 05PLSNT C SS | PJM | 205 | 69 | 1256
245468 | 05CASSELLJSS | PJM | 205 | 69 | 1256
245472 | 05S CUMBLN | PJM | 205 | 69 | 1256
245474 | 05SARAVL 8 | PJM | 205 | 34.5 | 1256
245478 | 05LEATHERW | PJM | 205 | 69 | 1256
245479 | 05SENECAVL8 | PJM | 205 | 69 | 1256
245484 | 05WATER ST | PJM | 205 | 34.5 | 1256
245488 | 05NOBLECOR | PJM | 205 | 34.5 | 1256
245489 | 05BROOMRD | PJM | 205 | 69 | 1256
245490 | 05RAY | PJM | 205 | 69 | 1256
245493 | 05SALTFRKZ | PJM | 205 | 69 | 1256
245494 | 05SALTFRKG | PJM | 205 | 69 | 1256
245496 | 05AIR F JTSS | PJM | 205 | 69 | 1256
245498 | 05DOWCN GR | PJM | 205 | 69 | 1256
245499 | 05E NEWARK | PJM | 205 | 69 | 1256
245500 | 05ETNA | PJM | 205 | 69 | 1256
245502 | 05FLNTRDG8 | PJM | 205 | 69 | 1256
245504 | 05GRANVILL | PJM | 205 | 69 | 1256
245507 | 05HEBRON 8 | PJM | 205 | 69 | 1256
245508 | 05HEBRONZ8 | PJM | 205 | 69 | 1256
245509 | 05KAISER A | PJM | 205 | 69 | 1256
245512 | 05N HEBRON | PJM | 205 | 69 | 1256
245514 | 05NEWARK | PJM | 205 | 69 | 1256
245518 | 05OWENCN T | PJM | 205 | 69 | 1256
245519 | 05OWENS CR | PJM | 205 | 69 | 1256
245521 | 05S GRANVL | PJM | 205 | 69 | 1256
245522 | 05S NEWARK | PJM | 205 | 69 | 1256
245523 | 05SEROCO | PJM | 205 | 69 | 1256
245524 | 05WELSH SS | PJM | 205 | 69 | 1256
245525 | 05W GRANVL | PJM | 205 | 69 | 1256
245526 | 05W HEBRON | PJM | 205 | 34.5 | 1256
245530 | 05THORNVIL | PJM | 205 | 69 | 1256
245532 | 05WATKN RD | PJM | 205 | 69 | 1256
245538 | 05WBELLVSW | PJM | 205 | 69 | 1256
245542 | 05FREDRTOW | PJM | 205 | 69 | 1256
245543 | 05GAMBIER | PJM | 205 | 69 | 1256
245547 | 05BLACKJRD | PJM | 205 | 69 | 1256
245548 | 05LEXINGTO | PJM | 205 | 69 | 1256
245549 | 05LOUISVL8 | PJM | 205 | 69 | 1256
245550 | 05MARTINSS | PJM | 205 | 69 | 1256
245553 | 05MT VERNO | PJM | 205 | 69 | 1256
245554 | 05MTVERNN8 | PJM | 205 | 69 | 1256
245556 | 05N MT VER | PJM | 205 | 69 | 1256
245558 | 05PITTSBUR | PJM | 205 | 69 | 1256
245559 | 05S MT VER | PJM | 205 | 69 | 1256
245561 | 05UTICA | PJM | 205 | 69 | 1256
245564 | 05KELSEYHS | PJM | 205 | 69 | 1256
245568 | 05BELLVILL | PJM | 205 | 69 | 1256
245570 | 05ANCHRHC8 | PJM | 205 | 69 | 1256
245572 | 05BREMEN | PJM | 205 | 69 | 1256
245573 | 05DELMONT8 | PJM | 205 | 69 | 1256
245574 | 05DIAM SPE | PJM | 205 | 69 | 1256
245576 | 05E LOGAN | PJM | 205 | 69 | 1256
245578 | 05ENTERPR8 | PJM | 205 | 69 | 1256
245579 | 05GENEVA 8 | PJM | 205 | 69 | 1256
245581 | 05LANCASTE | PJM | 205 | 69 | 1256
245583 | 05MEM DRIV | PJM | 205 | 69 | 1256
245584 | 05N LOGAN | PJM | 205 | 69 | 1256
245585 | 05PLSNTVLL | PJM | 205 | 69 | 1256
245586 | 05QUARRY R | PJM | 205 | 69 | 1256
245587 | 05RALSTON | PJM | 205 | 69 | 1256
245588 | 05ROCKBRDG | PJM | 205 | 69 | 1256
245589 | 05S C P 1 | PJM | 205 | 69 | 1256
245590 | 05S C P 2 | PJM | 205 | 69 | 1256
245592 | 05SE LOGAN | PJM | 205 | 69 | 1256
245593 | 05OLDTOWN | PJM | 205 | 69 | 1256
245594 | 05SHAWNEE | PJM | 205 | 69 | 1256
245597 | 05THORNV Z | PJM | 205 | 69 | 1256
245598 | 05SUTTONSW | PJM | 205 | 69 | 1256
245600 | 05W LOGAN | PJM | 205 | 69 | 1256
245601 | 05GELOGANL | PJM | 205 | 69 | 1256
245603 | 05ARBOR ST | PJM | 205 | 69 | 1256
245604 | 05BASCOM | PJM | 205 | 69 | 1256
245605 | 05BASCOM8 | PJM | 205 | 69 | 1256
245606 | 05BENDIX | PJM | 205 | 69 | 1256
245610 | 05E END | PJM | 205 | 69 | 1256
245611 | 05E FREMON | PJM | 205 | 69 | 1256
245613 | 05FOSTROI8 | PJM | 205 | 69 | 1256
245620 | 05GREELY | PJM | 205 | 69 | 1256
245622 | 05HATTON8 | PJM | 205 | 69 | 1256
245623 | 05HOLRAN | PJM | 205 | 69 | 1256
245625 | 05MAPLE GR | PJM | 205 | 69 | 1256
245626 | 05N END | PJM | 205 | 69 | 1256
245627 | 05N FREMON | PJM | 205 | 69 | 1256
245628 | 05RIVERVIE | PJM | 205 | 69 | 1256
245631 | 05SBC CONT | PJM | 205 | 69 | 1256
245633 | 05STD OIL | PJM | 205 | 69 | 1256
245634 | 05STONE ST | PJM | 205 | 69 | 1256
245635 | 05WROCKWSS | PJM | 205 | 69 | 1256
245636 | 05SYCAMOR8 | PJM | 205 | 69 | 1256
245638 | 05TIFFIN T | PJM | 205 | 69 | 1256
245639 | 05NATNL SPEC | PJM | 205 | 69 | 1256
245641 | 05BIRCHARDSS | PJM | 205 | 69 | 1256
245642 | 05LONGLEY SS | PJM | 205 | 69 | 1256
245643 | 05WILLISTO | PJM | 205 | 69 | 1256
245645 | 05CLYDE | PJM | 205 | 69 | 1256
245648 | 05MAULE RD | PJM | 205 | 69 | 1256
245649 | 05BLOOM RD | PJM | 205 | 69 | 1256
245651 | 05BOUGHTN8 | PJM | 205 | 69 | 1256
245652 | 05EAGLECRZ | PJM | 205 | 69 | 1256
245654 | 05BUCYRUS | PJM | 205 | 69 | 1256
245655 | 05CARROTHR | PJM | 205 | 69 | 1256
245657 | 05WSHELBY | PJM | 205 | 69 | 1256
245659 | 05E BUCYRU | PJM | 205 | 69 | 1256
245660 | 05E WILLAR | PJM | 205 | 69 | 1256
245661 | 05GE BUCYR | PJM | 205 | 69 | 1256
245662 | 05GREENWIC | PJM | 205 | 69 | 1256
245667 | 05N BUCYRU | PJM | 205 | 69 | 1256
245669 | 05N WILLAR | PJM | 205 | 69 | 1256
245671 | 05REPUBLC8 | PJM | 205 | 69 | 1256
245672 | 05S GREENW | PJM | 205 | 69 | 1256
245676 | 05SWAN RUB | PJM | 205 | 69 | 1256
245677 | 05W GALION | PJM | 205 | 69 | 1256
245679 | 05WILLARD | PJM | 205 | 69 | 1256
245680 | 05HINESVIL | PJM | 205 | 69 | 1256
245681 | 05ADA | PJM | 205 | 69 | 1256
245682 | 05ADA8 | PJM | 205 | 69 | 1256
245683 | 05W.MARIONSS | PJM | 205 | 69 | 1256
245686 | 05BLANCHR8 | PJM | 205 | 69 | 1256
245687 | 05BROK SWR | PJM | 205 | 69 | 1256
245690 | 05DECLIFF | PJM | 205 | 34.5 | 1256
245695 | 05FOREST | PJM | 205 | 69 | 1256
245698 | 05S.UPSDSS | PJM | 205 | 69 | 1256
245699 | 05HARPSTER P | PJM | 205 | 69 | 1256
245702 | 05LAFAYETT | PJM | 205 | 69 | 1256
245704 | 05MEEKER | PJM | 205 | 34.5 | 1256
245706 | 05N UP SAN | PJM | 205 | 69 | 1256
245712 | 05S VAN LU | PJM | 205 | 69 | 1256
245713 | 05SENECA SS | PJM | 205 | 69 | 1256
245714 | 05NWHARTSS | PJM | 205 | 69 | 1256
245715 | 05U SANDSK | PJM | 205 | 69 | 1256
245716 | 05WALDO | PJM | 205 | 69 | 1256
245721 | 05TYMOCHSS | PJM | 205 | 69 | 1256
245724 | 05ASH AV Z | PJM | 205 | 34.5 | 1256
245725 | 05ASH AVE | PJM | 205 | 34.5 | 1256
245726 | 05GRIFTHSS | PJM | 205 | 34.5 | 1256
245727 | 05BROWN RU | PJM | 205 | 34.5 | 1256
245728 | 05HOILES SWZ | PJM | 205 | 34.5 | 1256
245729 | 05CYGBUCK | PJM | 205 | 34.5 | 1256
245730 | 05CAIRO | PJM | 205 | 69 | 1256
245731 | 05COL GROV | PJM | 205 | 69 | 1256
245732 | 05COLGRVE8 | PJM | 205 | 69 | 1256
245733 | 05COOPER T | PJM | 205 | 34.5 | 1256
245735 | 05CRAWFIS | PJM | 205 | 69 | 1256
245736 | 05CRESTWOO | PJM | 205 | 34.5 | 1256
245737 | 05WRUTHFRDSS | PJM | 205 | 34.5 | 1256
245741 | 05E MT COR | PJM | 205 | 34.5 | 1256
245743 | 05E OTTAWA | PJM | 205 | 69 | 1256
245745 | 05FIN REFI | PJM | 205 | 34.5 | 1256
245746 | 05FINDLAY | PJM | 205 | 34.5 | 1256
245747 | 05FINDLAY C | PJM | 205 | 34.5 | 1256
245750 | 05HANTECH | PJM | 205 | 34.5 | 1256
245751 | 05SIXTHST SS | PJM | 205 | 34.5 | 1256
245752 | 05HENRY8 | PJM | 205 | 34.5 | 1256
245754 | 05LANDMRK8 | PJM | 205 | 34.5 | 1256
245757 | 05MCCOMB OP | PJM | 205 | 34.5 | 1256
245758 | 05MCINTOSH | PJM | 205 | 34.5 | 1256
245759 | 05MIDLAND | PJM | 205 | 34.5 | 1256
245761 | 05MUNGEN | PJM | 205 | 34.5 | 1256
245762 | 05N BALTMR | PJM | 205 | 34.5 | 1256
245763 | 05N BLUFFT | PJM | 205 | 69 | 1256
245767 | 05HAMMANSS | PJM | 205 | 34.5 | 1256
245768 | 05NATLLIME | PJM | 205 | 34.5 | 1256
245777 | 05HARV AV SS | PJM | 205 | 34.5 | 1256
245778 | 05PANDORA | PJM | 205 | 69 | 1256
245780 | 05PORTAGE | PJM | 205 | 34.5 | 1256
245781 | 05PORTAGE8 | PJM | 205 | 34.5 | 1256
245783 | 05PLAZA ST | PJM | 205 | 34.5 | 1256
245784 | 05S FNDLAY | PJM | 205 | 34.5 | 1256
245787 | 05AGNER SS | PJM | 205 | 69 | 1256
245788 | 05DTR | PJM | 205 | 34.5 | 1256
245789 | 05TOTTEN | PJM | 205 | 34.5 | 1256
245793 | 05W MELROS | PJM | 205 | 34.5 | 1256
245794 | 05W MORRIC | PJM | 205 | 34.5 | 1256
245796 | 05WHIRLPOO | PJM | 205 | 34.5 | 1256
245798 | 05UNION SS | PJM | 205 | 69 | 1257
245800 | 05COOPERT2 | PJM | 205 | 34.5 | 1256
245801 | 05PHILIPS2 | PJM | 205 | 69 | 1256
245805 | 05LEIPSIC | PJM | 205 | 69 | 1256
245806 | 05DSCHLERT | PJM | 205 | 69 | 1256
245811 | 05NLEIPSIC | PJM | 205 | 69 | 1256
245813 | 05AMANDA8 | PJM | 205 | 34.5 | 1256
245816 | 05FT.SHAW SS | PJM | 205 | 34.5 | 1256
245817 | 05CEN AVE | PJM | 205 | 34.5 | 1256
245818 | 05RIVERWSS | PJM | 205 | 34.5 | 1256
245819 | 05DAYS INN | PJM | 205 | 34.5 | 1256
245820 | 05DANA COR | PJM | 205 | 34.5 | 1256
245823 | 05ELIDA8 | PJM | 205 | 34.5 | 1256
245824 | 05ELIZABET | PJM | 205 | 34.5 | 1256
245825 | 05EXC&L PM | PJM | 205 | 34.5 | 1256
245826 | 05HOVER PK | PJM | 205 | 34.5 | 1256
245827 | 05JONES CT | PJM | 205 | 34.5 | 1256
245829 | 05CABLRDSS | PJM | 205 | 34.5 | 1256
245830 | 05MILCORSS | PJM | 205 | 34.5 | 1256
245833 | 05RANDALL | PJM | 205 | 34.5 | 1256
245834 | 05ROBB AVE | PJM | 205 | 34.5 | 1256
245840 | 05S SIDE | PJM | 205 | 34.5 | 1256
245847 | 05ST RITA | PJM | 205 | 34.5 | 1256
245855 | 05XRI | PJM | 205 | 34.5 | 1256
245858 | 05WRIGHT | PJM | 205 | 34.5 | 1256
245860 | 05ADGATE | PJM | 205 | 34.5 | 1256
245861 | 05BLUFFTON | PJM | 205 | 34.5 | 1256
245862 | 05ANTWERP | PJM | 205 | 69 | 1256
245863 | 05ANTWERP8 | PJM | 205 | 69 | 1256
245864 | 05AUGLAIZE | PJM | 205 | 69 | 1256
245866 | 05CAVETT | PJM | 205 | 69 | 1256
245868 | 05CONTINEN | PJM | 205 | 69 | 1256
245870 | 05CONVOY8 | PJM | 205 | 69 | 1256
245871 | 05DELPHOS | PJM | 205 | 69 | 1256
245872 | 05E ANTWER | PJM | 205 | 69 | 1256
245873 | 05N.ANTWRPSS | PJM | 205 | 69 | 1256
245874 | 05E DELPHO | PJM | 205 | 69 | 1256
245879 | 05GEN PORT | PJM | 205 | 69 | 1256
245884 | 05LATTY | PJM | 205 | 69 | 1256
245886 | 05MARK CEN | PJM | 205 | 69 | 1256
245889 | 05MILLER8 | PJM | 205 | 69 | 1256
245890 | 05N HICKSV | PJM | 205 | 69 | 1256
245891 | 05N MID PT | PJM | 205 | 69 | 1256
245893 | 05BOBAY SS | PJM | 205 | 69 | 1257
245894 | 05EEL RIV SS | PJM | 205 | 69 | 1257
245898 | 05PAULDING | PJM | 205 | 69 | 1256
245899 | 05PAYNE | PJM | 205 | 69 | 1256
245900 | 05ROSELMS8 | PJM | 205 | 69 | 1256
245901 | 05S CONVOY | PJM | 205 | 34.5 | 1256
245902 | 05S DELPHO | PJM | 205 | 69 | 1256
245903 | 05S VAN WR | PJM | 205 | 69 | 1256
245904 | 05SHERWOOD | PJM | 205 | 69 | 1256
245906 | 05BAKERSVLSS | PJM | 205 | 69 | 1256
245907 | 05VAN WERT | PJM | 205 | 69 | 1256
245909 | 05W HICKSV | PJM | 205 | 69 | 1256
245910 | 05W OAKWOO | PJM | 205 | 69 | 1256
245913 | 05KEWANEE | PJM | 205 | 138 | 1254
245914 | 05AIR PROD | PJM | 205 | 69 | 1256
245916 | 05BENWOOD | PJM | 205 | 69 | 1256
245918 | 05BLAW KNO | PJM | 205 | 69 | 1256
245926 | 05CNTR FON | PJM | 205 | 69 | 1256
245928 | 05COLOMBI | PJM | 205 | 69 | 1256
245930 | 05CRESAPS | PJM | 205 | 69 | 1256
245934 | 05FULTON | PJM | 205 | 69 | 1256
245936 | 05GARDEN | PJM | 205 | 69 | 1256
245937 | 05GLENDALE | PJM | 205 | 69 | 1256
245940 | 05MITCHPRC | PJM | 205 | 34.5 | 1256
245941 | 05MOBAY | PJM | 205 | 69 | 1256
245942 | 05MOUNDVIL | PJM | 205 | 69 | 1256
245944 | 05SHORTCRKSS | PJM | 205 | 69 | 1256
245945 | 05TABLE RC | PJM | 205 | 69 | 1256
245947 | 05WARWOOD | PJM | 205 | 69 | 1256
245950 | 05MCELROY | PJM | 205 | 69 | 1256
245951 | 05CONNERRN | PJM | 205 | 69 | 1256
245953 | 05PPG | PJM | 205 | 69 | 1256
245957 | 05BUCKEYE SS | PJM | 205 | 69 | 1257
245968 | 05CHARLES | PJM | 205 | 34.5 | 1257
245969 | 05GAS CITY | PJM | 205 | 34.5 | 1257
245974 | 05HARTF CT | PJM | 205 | 69 | 1257
245975 | 05HUMMEL C | PJM | 205 | 34.5 | 1257
245976 | 05HUMMEL C | PJM | 205 | 69 | 1257
245980 | 05MARION P | PJM | 205 | 34.5 | 1257
245982 | 05MCCLURE | PJM | 205 | 34.5 | 1257
245984 | 05MILLERAV | PJM | 205 | 34.5 | 1257
245985 | 05MONTPELI | PJM | 205 | 69 | 1257
245986 | 05MT ETNA8 | PJM | 205 | 69 | 1257
245987 | 05MTETNA T | PJM | 205 | 69 | 1257
245996 | 05SOUTHSID | PJM | 205 | 34.5 | 1257
245997 | 05UPLAND | PJM | 205 | 69 | 1257
246001 | 05WABASH | PJM | 205 | 69 | 1257
246002 | 05WARREN | PJM | 205 | 69 | 1257
246003 | 05WEST END | PJM | 205 | 34.5 | 1257
246004 | 05FISHER | PJM | 205 | 138 | 1257
246005 | 053-M | PJM | 205 | 69 | 1257
246009 | 05MARION E | PJM | 205 | 34.5 | 1257
246013 | 05ARMSTRON | PJM | 205 | 69 | 1257
246015 | 05JAY | PJM | 205 | 34.5 | 1257
246019 | 05MARATHON | PJM | 205 | 69 | 1257
246020 | 05N PORTLN | PJM | 205 | 69 | 1257
246022 | 05PORTLAND | PJM | 205 | 69 | 1257
246023 | 05TRINITY8 | PJM | 205 | 69 | 1257
246024 | 05GREEN SW | PJM | 205 | 69 | 1257
246027 | 05JOBES Z1 | PJM | 205 | 34.5 | 1257
246029 | 05BETHEL | PJM | 205 | 34.5 | 1257
246033 | 05ELWOOD | PJM | 205 | 69 | 1257
246034 | 05CHRISTYW | PJM | 205 | 34.5 | 1257
246035 | 05STRAWBOARD | PJM | 205 | 69 | 1257
246045 | 05HAYMOND | PJM | 205 | 34.5 | 1257
246048 | 05JOBES | PJM | 205 | 34.5 | 1257
246049 | 05JOBES Z2 | PJM | 205 | 34.5 | 1257
246052 | 05MCGALLAR | PJM | 205 | 34.5 | 1257
246063 | 05TILLOTSO | PJM | 205 | 34.5 | 1257
246064 | 05UTICA | PJM | 205 | 34.5 | 1257
246068 | 0521ST ST | PJM | 205 | 34.5 | 1257
246074 | 05DREWERS8 | PJM | 205 | 138 | 1257
246076 | 05ANCHORHO | PJM | 205 | 69 | 1257
246077 | 05BUENAVIS | PJM | 205 | 69 | 1257
246078 | 05SHARON VLY | PJM | 205 | 69 | 1256
246079 | 05PRICE | PJM | 205 | 69 | 1257
246080 | 05HUNTSVIL | PJM | 205 | 69 | 1257
246082 | 05LYNN | PJM | 205 | 69 | 1257
246084 | 05MODOC L | PJM | 205 | 12 | 1257
246087 | 05RANDOLPH | PJM | 205 | 69 | 1257
246089 | 05RANDOL1L | PJM | 205 | 12 | 1257
246092 | 05NEW CAR_BP | PJM | 205 | 138 | 1252
246093 | 05WINCHEST | PJM | 205 | 69 | 1257
246094 | 05VINE_X | PJM | 205 | 138 | 1253
246110 | 05ABOITE 8 | PJM | 205 | 69 | 1257
246113 | 05BASS | PJM | 205 | 34.5 | 1257
246114 | 05COLONY B | PJM | 205 | 69 | 1257
246117 | 05FULTON | PJM | 205 | 34.5 | 1257
246119 | 05GLENBROO | PJM | 205 | 34.5 | 1257
246121 | 05HADLEY | PJM | 205 | 69 | 1257
246129 | 05INDUST P | PJM | 205 | 69 | 1257
246130 | 05CANAL_GS_X | PJM | 205 | 138 | 1253
246135 | 05CANAL_BS_X | PJM | 205 | 138 | 1253
246147 | 05HARVESTP | PJM | 205 | 34.5 | 1257
246148 | 05PETTIT AVE | PJM | 205 | 69 | 1257
246149 | 05PARNELL | PJM | 205 | 34.5 | 1257
246151 | 05INCA | PJM | 205 | 34.5 | 1257
246156 | 05ROBISONP | PJM | 205 | 34.5 | 1257
246158 | 05SPRING | PJM | 205 | 34.5 | 1257
246171 | 05SUMMIT | PJM | 205 | 138 | 1257
246174 | 05SCOUTP | PJM | 205 | 34.5 | 1257
246184 | 05BRIMFLD8 | PJM | 205 | 69 | 1257
246185 | 05BUTLER | PJM | 205 | 69 | 1257
246194 | 05NEW MILENM | PJM | 205 | 69 | 1257
246197 | 05HAMILTN | PJM | 205 | 69 | 1257
246198 | 05HARLAN | PJM | 205 | 69 | 1257
246204 | 05N KENDLV | PJM | 205 | 69 | 1257
246205 | 05NOBLE | PJM | 205 | 69 | 1257
246208 | 05ROBISONP | PJM | 205 | 69 | 1257
246209 | 05ST JOE | PJM | 205 | 69 | 1257
246210 | 05STJOE T | PJM | 205 | 69 | 1257
246212 | 05VULCRFTT | PJM | 205 | 69 | 1257
246213 | 05WOLFLAKE | PJM | 205 | 69 | 1257
246216 | 05PHILIPSZ | PJM | 205 | 69 | 1257
246218 | 05AVILLA T | PJM | 205 | 69 | 1257
246220 | 05SWITCHB_BP | PJM | 205 | 138 | 1250
246222 | 05SKINNER | PJM | 205 | 138 | 1257
246226 | 05ALBION Z | PJM | 205 | 69 | 1257
246233 | 05BERNE | PJM | 205 | 69 | 1257
246235 | 05BLUFFTON | PJM | 205 | 69 | 1257
246239 | 05DECATUR | PJM | 205 | 69 | 1257
246244 | 05JEFFRSN8 | PJM | 205 | 69 | 1257
246245 | 05KINGSLAN | PJM | 205 | 69 | 1257
246247 | 05LBRTY TP | PJM | 205 | 69 | 1257
246248 | 05LBRTYCT8 | PJM | 205 | 69 | 1257
246249 | 05LIBRTY C | PJM | 205 | 69 | 1257
246253 | 05MONROEI& | PJM | 205 | 69 | 1257
246257 | 05OSSIAN | PJM | 205 | 69 | 1257
246258 | 05PLEASNT | PJM | 205 | 69 | 1257
246260 | 05S BERNE | PJM | 205 | 69 | 1257
246261 | 05S DECATU | PJM | 205 | 69 | 1257
246264 | 05ST R14 8 | PJM | 205 | 34.5 | 1257
246268 | 05DECKER 8 | PJM | 205 | 69 | 1257
246271 | 05CLEVLND8 | PJM | 205 | 69 | 1257
246279 | 05GATWY P8 | PJM | 205 | 69 | 1257
246286 | 05LINC W 8 | PJM | 205 | 69 | 1257
246289 | 05RICHLND8 | PJM | 205 | 69 | 1257
246296 | 05ENGLE R8 | PJM | 205 | 138 | 1257
246300 | 05BEIGER | PJM | 205 | 34.5 | 1257
246301 | 05BENDIX SB | PJM | 205 | 34.5 | 1257
246302 | 05MILES MISH | PJM | 205 | 34.5 | 1257
246303 | 05BORLEY | PJM | 205 | 34.5 | 1257
246308 | 05NEWARKC_BP | PJM | 205 | 138 | 1251
246309 | 05CLOVER | PJM | 205 | 34.5 | 1257
246311 | 05GOODLAND | PJM | 205 | 34.5 | 1257
246313 | 05DODGE SS | PJM | 205 | 34.5 | 1257
246318 | 05FUSON | PJM | 205 | 138 | 1252
246322 | 05GRAPE RD | PJM | 205 | 34.5 | 1257
246338 | 05LOGAN ST | PJM | 205 | 34.5 | 1257
246341 | 05RAILROAD | PJM | 205 | 34.5 | 1257
246361 | 05SWANSON | PJM | 205 | 69 | 1257
246362 | 05TORNGTON | PJM | 205 | 34.5 | 1257
246363 | 05TORNGT Z | PJM | 205 | 34.5 | 1257
246364 | 05STEEL WH | PJM | 205 | 34.5 | 1257
246365 | 05U PK MAL | PJM | 205 | 69 | 1257
246368 | 05VIRGIL S | PJM | 205 | 34.5 | 1257
246375 | 0512TH ST | PJM | 205 | 34.5 | 1257
246377 | 05EDCO | PJM | 205 | 34.5 | 1257
246379 | 05AM GENRL_2 | PJM | 205 | 34.5 | 1257
246381 | 05BERCADO | PJM | 205 | 34.5 | 1257
246382 | 05TURNER_BP | PJM | 205 | 138 | 1250
246384 | 05CONANT | PJM | 205 | 34.5 | 1257
246387 | 05CTS | PJM | 205 | 34.5 | 1257
246397 | 05ELKHART HY | PJM | 205 | 34.5 | 1257
246400 | 05GREENLEA | PJM | 205 | 34.5 | 1257
246401 | 05INDALEXL | PJM | 205 | 138 | 1252
246412 | 05WASTEWAT | PJM | 205 | 34.5 | 1257
246413 | 05WHITAKER | PJM | 205 | 34.5 | 1257
246420 | 05ANDREWUN | PJM | 205 | 34.5 | 1257
246422 | 05MAYFLWER | PJM | 205 | 69 | 1257
246424 | 05BANGOR | PJM | 205 | 69 | 1257
246425 | 05BENDIXLKSS | PJM | 205 | 34.5 | 1257
246426 | 05BENDIX LK | PJM | 205 | 34.5 | 1257
246428 | 05NILECTY | PJM | 205 | 34.5 | 1257
246429 | 05BRIDGMAN | PJM | 205 | 69 | 1257
246430 | 05BUCHAN S | PJM | 205 | 69 | 1257
246433 | 05AUSCO | PJM | 205 | 34.5 | 1257
246434 | 05CLARKEQUIP | PJM | 205 | 34.5 | 1257
246435 | 05CLARKTAPSS | PJM | 205 | 34.5 | 1257
246438 | 05COVERT | PJM | 205 | 69 | 1257
246441 | 05COOK THRTN | PJM | 205 | 69 | 1257
246442 | 05DERBY | PJM | 205 | 34.5 | 1257
246450 | 05EIGHT ST | PJM | 205 | 34.5 | 1257
246454 | 05HAGAR | PJM | 205 | 69 | 1257
246458 | 05HAWTHTAPSS | PJM | 205 | 69 | 1257
246467 | 05LAKESIDE | PJM | 205 | 69 | 1257
246468 | 05LANGLEY | PJM | 205 | 34.5 | 1257
246471 | 05MILES AVE | PJM | 205 | 138 | 1251
246472 | 05N.BUFFAL | PJM | 205 | 69 | 1257
246479 | 05PEARL ST | PJM | 205 | 34.5 | 1257
246481 | 05NMUSKG_BP | PJM | 205 | 138 | 1251
246483 | 05RIVERSID | PJM | 205 | 34.5 | 1257
246486 | 05SCOTTDAL | PJM | 205 | 34.5 | 1257
246488 | 05SIMPLICT | PJM | 205 | 34.5 | 1257
246490 | 05PHILO_BP | PJM | 205 | 138 | 1251
246491 | 05STEVENSV | PJM | 205 | 69 | 1257
246492 | 05THREEOAK | PJM | 205 | 69 | 1257
246494 | 05BENTNHWW | PJM | 205 | 34.5 | 1257
246498 | 05PHOENIXZ | PJM | 205 | 69 | 1257
246499 | 05PHOENIX | PJM | 205 | 69 | 1257
246500 | 05WHIRLPOL | PJM | 205 | 34.5 | 1257
246501 | 05S.SUMMITVL | PJM | 205 | 69 | 1257
246505 | 05BARRETT8 | PJM | 205 | 69 | 1257
246506 | 05BARRETTZ | PJM | 205 | 69 | 1257
246507 | 05TEXAS T8 | PJM | 205 | 69 | 1257
246509 | 05CAMERON | PJM | 205 | 69 | 1257
246512 | 05MI DIECAST | PJM | 205 | 34.5 | 1257
246513 | 05PINE CIRCL | PJM | 205 | 46 | 1255
246516 | 05DAILEY 8 | PJM | 205 | 69 | 1257
246517 | 05DOCKFNDR | PJM | 205 | 69 | 1257
246518 | 05E.HARTF8 | PJM | 205 | 69 | 1257
246520 | 05FLORENCE | PJM | 205 | 69 | 1257
246522 | 05HMD | PJM | 205 | 69 | 1257
246525 | 05JONES 8 | PJM | 205 | 69 | 1257
246528 | 05CALVIN8 | PJM | 205 | 69 | 1257
246533 | 05MATTAWN8 | PJM | 205 | 69 | 1257
246534 | 05MATTAWNZ | PJM | 205 | 69 | 1257
246536 | 05MOTTVILL | PJM | 205 | 34.5 | 1257
246541 | 05PRAIR R8 | PJM | 205 | 69 | 1257
246542 | 05SCHLCFR8 | PJM | 205 | 69 | 1257
246544 | 05SISTERLK | PJM | 205 | 34.5 | 1257
246546 | 05STONELAK | PJM | 205 | 69 | 1257
246547 | 05MOOREPKZ | PJM | 205 | 69 | 1257
246548 | 05SUNSTRAN | PJM | 205 | 34.5 | 1257
246550 | 05VALLEY | PJM | 205 | 34.5 | 1257
246552 | 05VICKSBUR | PJM | 205 | 69 | 1257
246553 | 05WHEELR S | PJM | 205 | 69 | 1257
246554 | 05WHT PIG8 | PJM | 205 | 69 | 1257
246555 | 05WOLVERIN | PJM | 205 | 69 | 1257
246558 | 05DOWAG CI | PJM | 205 | 34.5 | 1257
246571 | 05STORM SE | PJM | 205 | 34.5 | 1257
246572 | 05THREERIV | PJM | 205 | 34.5 | 1257
246573 | 05UPRIVERD | PJM | 205 | 34.5 | 1257
246574 | 05WATER PU | PJM | 205 | 34.5 | 1257
246622 | 05WESTERVL | PJM | 205 | 69 | 1258
246625 | 05MEDFORD_BP | PJM | 205 | 138 | 1252
246626 | 05WESTRVL4 | PJM | 205 | 69 | 1258
246627 | 05WESTRVL5 | PJM | 205 | 69 | 1258
246628 | 05WESTRVL1 | PJM | 205 | 69 | 1258
246629 | 05SELMA P_BP | PJM | 205 | 138 | 1252
246638 | 05BOCKOVENSS | PJM | 205 | 69 | 1257
246639 | 05MARA_BOCK | PJM | 205 | 69 | 1257
246654 | 05DEER CK8 | PJM | 205 | 69 | 1258
246660 | 05MADISON | PJM | 205 | 69 | 1258
246663 | 05MCCOMB L | PJM | 205 | 13.8 | 1258
246675 | 05WILSON | PJM | 205 | 39.4 | 1258
246679 | 05CLRK LK8 | PJM | 205 | 69 | 1258
246685 | 05TX-EAST SS | PJM | 205 | 69 | 1258
246702 | 05GROVES L | PJM | 205 | 13.8 | 1258
246708 | 05MARION6L | PJM | 205 | 13.8 | 1258
246712 | 05MARION5L | PJM | 205 | 13.8 | 1258
246715 | 05PARSONS | PJM | 205 | 39.4 | 1258
246723 | 05GROVES1L | PJM | 205 | 13.8 | 1258
246734 | 05BLOOM | PJM | 205 | 69 | 1258
246735 | 05COOLVL | PJM | 205 | 69 | 1258
246737 | 05HANER | PJM | 205 | 69 | 1258
246739 | 05JEFFRSN | PJM | 205 | 69 | 1258
246740 | 05MEIGS | PJM | 205 | 69 | 1258
246741 | 05PEDRO | PJM | 205 | 69 | 1258
246746 | 05S.WEBST8 | PJM | 205 | 69 | 1258
246749 | 05SUPERIOR | PJM | 205 | 69 | 1258
246750 | 05ROCKPT | PJM | 205 | 138 | 1252
246754 | 05FOWLER | PJM | 205 | 345 | 1297 |  |  |  | 40.4925 | -87.0434
246760 | 05REFUGE | PJM | 205 | 138 | 1253
246763 | 05PIPECK | PJM | 205 | 138 | 1252
246764 | 05SAUKTR | PJM | 205 | 138 | 1252
246766 | 05ELKGAZ | PJM | 205 | 138 | 1250
246769 | 05MINERR | PJM | 205 | 138 | 1252
246774 | 05LEE | PJM | 205 | 69 | 1258
246783 | 05BENTNVL | PJM | 205 | 69 | 1258
246785 | 05COPELND | PJM | 205 | 69 | 1258
246786 | 05DAVON SS | PJM | 205 | 69 | 1258
246787 | 05DUCKWAL8 | PJM | 205 | 69 | 1258
246791 | 05IDAHO | PJM | 205 | 69 | 1258
246794 | 05DEAN | PJM | 205 | 69 | 1257
246795 | 05PANHNDL8 | PJM | 205 | 69 | 1258
246797 | 05RARDEN | PJM | 205 | 69 | 1258
246810 | 05PEEBLES8 | PJM | 205 | 69 | 1258
246822 | 05SOUTHERL | PJM | 205 | 69 | 1258
246823 | 05FURNACE | PJM | 205 | 69 | 1258
246824 | 05WEST | PJM | 205 | 69 | 1258
246832 | 0523RD 1_X | PJM | 205 | 34.5 | 1257
246837 | 05TORREY_BP | PJM | 205 | 138 | 1251
246858 | 05CER G1 | PJM | 205 | 13.8 | 1295
246859 | 05CER G2 | PJM | 205 | 13.8 | 1295
246861 | 05CER G3 | PJM | 205 | 13.8 | 1295
246862 | 05CER G4 | PJM | 205 | 13.8 | 1295
246864 | 05CER G5 | PJM | 205 | 13.8 | 1295
246865 | 05CER G6 | PJM | 205 | 13.8 | 1295
246872 | 05ASHLANDP | PJM | 205 | 69 | 1256
246873 | 05FONTAINE | PJM | 205 | 69 | 1256
246874 | 05KENTON | PJM | 205 | 69 | 1256
246876 | 05CESSNASS | PJM | 205 | 69 | 1256
246878 | 05RT 31 8 | PJM | 205 | 69 | 1256
246883 | 05GROVES 3 | PJM | 205 | 13.8 | 1258
246885 | 05MOORE HOLW | PJM | 205 | 138 | 1254
246887 | 05RAMEY | PJM | 205 | 138 | 1254
246890 | 05HOPETN | PJM | 205 | 138 | 1253 |  |  |  | 39.3608 | -82.9881
246896 | 05WOLFSS | PJM | 205 | 138 | 1254
246898 | 05HALLSR | PJM | 205 | 138 | 1250
246900 | 05FARMLAND | PJM | 205 | 69 | 1257
246902 | 05THOMASRD | PJM | 205 | 69 | 1257
246903 | 05DIEBOLD | PJM | 205 | 69 | 1257
246904 | 05PERRY8 | PJM | 205 | 69 | 1257
246906 | 05WOODLND8 | PJM | 205 | 69 | 1257
246908 | 05AM GENRL_1 | PJM | 205 | 34.5 | 1257
246913 | 05JONES | PJM | 205 | 138 | 1252
246916 | 05CORNRSTN | PJM | 205 | 69 | 1256
246917 | 05RUHLMAN | PJM | 205 | 69 | 1256
246923 | 05NEWSOM | PJM | 205 | 138 | 1250
246926 | 05SENECAVL | PJM | 205 | 69 | 1256
246927 | 05SAND H | PJM | 205 | 138 | 1251 |  |  |  | 39.9863 | -80.647
246940 | 05BIGR2Z | PJM | 205 | 138 | 1251
246948 | 05POLYSS | PJM | 205 | 138 | 1250
246954 | 05YELLWB | PJM | 205 | 138 | 1251
246955 | 05OLIVE_BP | PJM | 205 | 345 | 1252
246957 | 05RELIANSS | PJM | 205 | 69 | 1256
246958 | 05BAYER101 | PJM | 205 | 69 | 1256
246959 | 05BAYER102 | PJM | 205 | 69 | 1256
246966 | 05WESLEYMP | PJM | 205 | 13.8 | 1257
246968 | 05DOOVIL | PJM | 205 | 138 | 1252
246970 | 05MAYOTRL | PJM | 205 | 69 | 1259
246981 | 05SUNSCA | PJM | 205 | 138 | 1250
246982 | 05HUNT JT_BP | PJM | 205 | 138 | 1252
246984 | 05HEMLOCK | PJM | 205 | 69 | 1258
246993 | 05PURDUE | PJM | 205 | 138 | 1252
246994 | 05RICKMN | PJM | 205 | 138 | 1252
247002 | 05WAYMSS | PJM | 205 | 138 | 1251 |  |  |  | 39.9098 | -80.6651
247003 | 05GOSHSS | PJM | 205 | 138 | 1251
247006 | 05KENZIE_BP | PJM | 205 | 345 | 1252
247007 | 05TWINVLSS | PJM | 205 | 69 | 1255
247013 | 05CROOKC | PJM | 205 | 138 | 1250
247014 | 05SARAH LNSS | PJM | 205 | 69 | 1255
247015 | 05DESERTSS | PJM | 205 | 69 | 1256
247016 | 05GABLSS | PJM | 205 | 138 | 1251
247021 | 05KENWO1 | PJM | 205 | 138 | 1253
247022 | 05HERNSH | PJM | 205 | 138 | 1250
247023 | 05OILERS SW | PJM | 205 | 34.5 | 1256
247026 | 05FAIRFLD | PJM | 205 | 69 | 1256
247027 | 05MORELDSS | PJM | 205 | 69 | 1256
247032 | 05UNCAPHSS | PJM | 205 | 69 | 1256
247033 | 05HAVERHSS | PJM | 205 | 69 | 1256
247034 | 05EMERSS | PJM | 205 | 138 | 1251
247037 | 05META SS | PJM | 205 | 69 | 1259
247040 | 05MOUNTN | PJM | 205 | 138 | 1295
247041 | 05PATRICST | PJM | 205 | 46 | 1255
247053 | 05BOWERSSS | PJM | 205 | 69 | 1256
247054 | 05WBOWERSS | PJM | 205 | 69 | 1256
247056 | 05BLIZRDSS | PJM | 205 | 69 | 1256
247058 | 05DOMIN | PJM | 205 | 138 | 1251
247061 | 05JEFFERSNSS | PJM | 205 | 69 | 1258
247062 | 05BLOOM SS | PJM | 205 | 69 | 1258
247063 | 05ARROWHD | PJM | 205 | 69 | 1255
247066 | 05CLOW CORP | PJM | 205 | 69 | 1256
247067 | 05GOODHP | PJM | 205 | 138 | 1253
247070 | 05NMINFDSS | PJM | 205 | 69 | 1256
247071 | 05SHRDANSS | PJM | 205 | 69 | 1256
247072 | 05RAVNSS | PJM | 205 | 69 | 1258
247073 | 05RAVEN | PJM | 205 | 69 | 1258
247074 | 05LAWRENSS | PJM | 205 | 69 | 1256
247075 | 05CUMBRLSS | PJM | 205 | 34.5 | 1256
247076 | 05WCALDWSS | PJM | 205 | 34.5 | 1256
247077 | 05HUNTERSS | PJM | 205 | 34.5 | 1256
247078 | 05SBELLVSS | PJM | 205 | 34.5 | 1256
247079 | 05BROOKFSS | PJM | 205 | 34.5 | 1256
247081 | 05W.CLARK | PJM | 205 | 69 | 1258
247083 | 05NPHISS | PJM | 205 | 138 | 1251
247084 | 05BJAYRDSS | PJM | 205 | 69 | 1256
247089 | 05DIVELBISS | PJM | 205 | 69 | 1256
247090 | 05E.BASHSS | PJM | 205 | 69 | 1256
247091 | 05LAKEVI | PJM | 205 | 138 | 1250
247093 | 05BLAIR | PJM | 205 | 69 | 1258
247099 | 05SHABDUE | PJM | 205 | 46 | 1255
247108 | 05SOWERS | PJM | 205 | 138 | 1252
247109 | 05JOIST SS | PJM | 205 | 69 | 1257
247115 | 05KENMORE | PJM | 205 | 34.5 | 1257
247116 | 05ALADDIN | PJM | 205 | 138 | 1252
247121 | 05MULDOONM | PJM | 205 | 69 | 1257
247123 | 05SEILR R8 | PJM | 205 | 69 | 1257
247126 | 05BLOSSOM TR | PJM | 205 | 34.5 | 1257
247127 | 05SNAPPER | PJM | 205 | 69 | 1257
247129 | 05CRIMMRD | PJM | 205 | 69 | 1256
247132 | 05ELLISN | PJM | 205 | 138 | 1252
247134 | 05EWATRV | PJM | 205 | 138 | 1252
247136 | 05GALATEA | PJM | 205 | 34.5 | 1256
247137 | 05SCECILSS | PJM | 205 | 69 | 1256
247144 | 05WEAVERSS | PJM | 205 | 69 | 1256
247149 | 05WHITWD | PJM | 205 | 138 | 1250
247151 | 05YUKON | PJM | 205 | 138 | 1250
247152 | 05GARY | PJM | 205 | 138 | 1250
247153 | 05BERWIN | PJM | 205 | 138 | 1250
247157 | 05S.AMSTSS | PJM | 205 | 69 | 1256
247165 | 05SRUNSS | PJM | 205 | 138 | 1251
247166 | 05MICHN1 | PJM | 205 | 138 | 1252
247167 | 05MICHN2 | PJM | 205 | 138 | 1252
247168 | 05MICHN3 | PJM | 205 | 138 | 1252
247173 | 05KEELETTE | PJM | 205 | 34.5 | 1257
247174 | 05ROTHADEW | PJM | 205 | 34.5 | 1257
247175 | 05GEARCON SS | PJM | 205 | 34.5 | 1257
247177 | 05BERNARSS | PJM | 205 | 34.5 | 1256
247179 | 05PLAZASTZ | PJM | 205 | 34.5 | 1256
247181 | 05YOSTBRDG | PJM | 205 | 69 | 1257
247186 | 05EFINDLAY | PJM | 205 | 34.5 | 1256
247187 | 05BLACKHAW | PJM | 205 | 69 | 1256
247188 | 05COMET SS | PJM | 205 | 69 | 1256
247191 | 05MONROE ST | PJM | 205 | 69 | 1256
247192 | 05NFINDL Z | PJM | 205 | 34.5 | 1256
247193 | 05BULLHDSS | PJM | 205 | 69 | 1256
247196 | 05HESSC SS | PJM | 205 | 69 | 1257
247197 | 05SEILR SS | PJM | 205 | 69 | 1257
247200 | 05ROCKV SS | PJM | 205 | 46 | 1255
247205 | 05WELLMONT | PJM | 205 | 34.5 | 1255
247206 | 05EKINGS Z | PJM | 205 | 46 | 1255
247207 | 05FORKRIDG | PJM | 205 | 46 | 1255
247208 | 05MOSSYCRK | PJM | 205 | 46 | 1255
247209 | 05WESTERLY | PJM | 205 | 46 | 1255
247221 | 05DUPT_N | PJM | 205 | 138 | 1253
247222 | 05DUPT_S | PJM | 205 | 138 | 1253
247227 | 05LOBDELL Z | PJM | 205 | 69 | 1257
247242 | 05CHAPSS | PJM | 205 | 138 | 1250
247243 | 05SHERID | PJM | 205 | 138 | 1250
247258 | 05ANTIVILL | PJM | 205 | 69 | 1257
247259 | 05LINCWTAPSS | PJM | 205 | 69 | 1257
247263 | 05S SHANSS | PJM | 205 | 69 | 1256
247273 | 05FLAGSHIP | PJM | 205 | 34.5 | 1257
247274 | 05FGSHIP1Z | PJM | 205 | 34.5 | 1257
247275 | 05FGSHIP2Z | PJM | 205 | 34.5 | 1257
247290 | 05HARMON | PJM | 205 | 138 | 1250
247292 | 05KEY G1 | PJM | 205 | 13.8 | 1297
247293 | 05KEY G2 | PJM | 205 | 13.8 | 1297
247294 | 05KEY G3 | PJM | 205 | 13.8 | 1297
247295 | 05KEY G4 | PJM | 205 | 13.8 | 1297
247298 | 05NORA SS | PJM | 205 | 69 | 1255
247300 | 05E.PEBLSS | PJM | 205 | 69 | 1258
247301 | 05GEORGTW2 | PJM | 205 | 23 | 1256
247306 | 05CHERY SS | PJM | 205 | 34.5 | 1256
247312 | 05VANBURSS | PJM | 205 | 34.5 | 1256
247319 | 05WOLFCK | PJM | 205 | 138 | 1253
247320 | 05GRNGG1 | PJM | 205 | 13.8 | 1295
247321 | 05GRNGG2 | PJM | 205 | 13.8 | 1295
247322 | 05GRNGG3 | PJM | 205 | 13.8 | 1295
247323 | 05GRNGG4 | PJM | 205 | 13.8 | 1295
247324 | 05GRNGG5 | PJM | 205 | 13.8 | 1295
247325 | 05GRNGG6 | PJM | 205 | 13.8 | 1295
247329 | 05STINGER | PJM | 205 | 138 | 1252
247330 | 05BRODY | PJM | 205 | 138 | 1252
247331 | 05N.VANBSS | PJM | 205 | 34.5 | 1256
247332 | 05BROCKGLA | PJM | 205 | 69 | 1255
247341 | 05NCOLGRSS | PJM | 205 | 69 | 1256
247343 | 05W.OTTWSS | PJM | 205 | 69 | 1256
247344 | 05HILLCRSS | PJM | 205 | 34.5 | 1257
247348 | 05WLF1G4 | PJM | 205 | 13.8 | 1295
247349 | 05WLF1G5 | PJM | 205 | 13.8 | 1295
247351 | 05WLF2G1 | PJM | 205 | 13.8 | 1295
247352 | 05WLF2G2 | PJM | 205 | 13.8 | 1295
247359 | 05E SPARTA | PJM | 205 | 69 | 1256
247360 | 05PEAKLANDSS | PJM | 205 | 69 | 1255
247362 | 05STURGIS RS | PJM | 205 | 69 | 1257
247363 | 05STURGIS FK | PJM | 205 | 69 | 1257
247364 | 05STURGIS SE | PJM | 205 | 69 | 1257
247368 | 05SHELBY SS | PJM | 205 | 46 | 1259
247376 | 05ELIDA ROAD | PJM | 205 | 69 | 1256
247377 | 05WFOURTH ST | PJM | 205 | 34.5 | 1256
247382 | 05N.GREENWSS | PJM | 205 | 69 | 1256
247385 | 05SAND AV SS | PJM | 205 | 69 | 1256
247392 | 05ALKINNA SS | PJM | 205 | 69 | 1256
247399 | 05N.STONCRSS | PJM | 205 | 34.5 | 1256
247400 | 05N.WINTERSS | PJM | 205 | 69 | 1256
247405 | 05S.GAMBRDSS | PJM | 205 | 69 | 1256
247406 | 05SOUTHWYSSS | PJM | 205 | 23 | 1256
247408 | 05WATERTWRSS | PJM | 205 | 69 | 1256
247409 | 05W.NASHVLSS | PJM | 205 | 69 | 1256
247411 | 05YAKLEYRDSS | PJM | 205 | 69 | 1256
247414 | 05SHEPHERDSS | PJM | 205 | 46 | 1259
247415 | 05JENWILEYSS | PJM | 205 | 46 | 1259
247416 | 05SPARTA SS | PJM | 205 | 69 | 1256
247418 | 05TIPPLEH SS | PJM | 205 | 69 | 1256
247419 | 05WINDYHILSS | PJM | 205 | 69 | 1256
247420 | 05CROSS ST Z | PJM | 205 | 138 | 1252
247423 | 05NEW PHILA | PJM | 205 | 69 | 1256
247424 | 05BETZ LAB | PJM | 205 | 34.5 | 1256
247425 | 05GRAPHICSPK | PJM | 205 | 34.5 | 1256
247426 | 05TIMKEN | PJM | 205 | 34.5 | 1256
247427 | 05FISHTRAPSS | PJM | 205 | 69 | 1259
247428 | 05E STREETSS | PJM | 205 | 69 | 1256
247432 | 05DAVON | PJM | 205 | 69 | 1258
247437 | 05BENSON | PJM | 205 | 34.5 | 1257
247439 | 05LONDONHY_1 | PJM | 205 | 46 | 1255
247457 | 05WOODSFLD8 | PJM | 205 | 69 | 1256
247458 | 05LONDONHY_2 | PJM | 205 | 46 | 1255
247459 | 05ADOBE SS | PJM | 205 | 69 | 1256
247464 | 05S.BELMONT | PJM | 205 | 69 | 1256
247465 | 05CONWAVE SS | PJM | 205 | 69 | 1256
247466 | 05MANSBACHSS | PJM | 205 | 69 | 1259
247467 | 05MANS METSS | PJM | 205 | 69 | 1259
247468 | 05CRICKET SS | PJM | 205 | 138 | 1251 |  |  |  | 39.9732 | -80.6455
247469 | 05VANCE FORK | PJM | 205 | 69 | 1255
247471 | 05MASSEY SS | PJM | 205 | 69 | 1259
247472 | 05MCDUNN MTR | PJM | 205 | 46 | 1255
247474 | 05GLENWOOD | PJM | 205 | 69 | 1256
247475 | 05PLEASANTGR | PJM | 205 | 69 | 1256
247476 | 05PLYMOUTHHT | PJM | 205 | 69 | 1256
247478 | 05OTTOVILLE | PJM | 205 | 69 | 1256
247479 | 05CADIZ | PJM | 205 | 69 | 1256
247480 | 05DAVIS STSS | PJM | 205 | 69 | 1256
247481 | 05HOLME STSS | PJM | 205 | 69 | 1256
247484 | 05ELKRIDGE | PJM | 205 | 46 | 1255
247485 | 05POWELTON | PJM | 205 | 46 | 1255
247487 | 05COOLWELLSS | PJM | 205 | 69 | 1255
247490 | 05RANNELL SS | PJM | 205 | 69 | 1256
247491 | 05MAPLEH TSS | PJM | 205 | 34.5 | 1257
247493 | 05DOWAGI TSS | PJM | 205 | 34.5 | 1257
247502 | 05DELAWAR1_X | PJM | 205 | 34.5 | 1257
247503 | 05DELAWAR2_X | PJM | 205 | 34.5 | 1257
247508 | 05SARDINIA | PJM | 205 | 138 | 1253 |  |  |  | 39.0793 | -83.6692
247509 | 05HAYDEN | PJM | 205 | 138 | 1253
247517 | 05PIRATES SS | PJM | 205 | 34.5 | 1256
247519 | 05FLIPRCK SS | PJM | 205 | 34.5 | 1256
247520 | 05BEAVERDAM | PJM | 205 | 69 | 1256
247550 | 05MARMET HYZ | PJM | 205 | 46 | 1255
247557 | 05MABSCOTT | PJM | 205 | 138 | 1250
247562 | 05LOCKBOURNE | PJM | 205 | 138 | 1253
247564 | 05TONYS B SS | PJM | 205 | 46 | 1255
247566 | 05LAMPING_BP | PJM | 205 | 345 | 1251
247575 | 05SKOS_WM SS | PJM | 205 | 69 | 1256
247579 | 05COMMWEALTH | PJM | 205 | 138 | 1250
247590 | 05FORTFIZZLE | PJM | 205 | 69 | 1256
247595 | 05KILLBUCK | PJM | 205 | 69 | 1256
247617 | 05LYDICK | PJM | 205 | 69 | 1257
247619 | Y1-049 | PJM | 205 | 34.5 | 1295
247620 | Y3-023 | PJM | 205 | 138 | 1297
247621 | Y3-024 | PJM | 205 | 69 | 1297
247622 | Y3-025 | PJM | 205 | 69 | 1250
247628 | 05CHROME | PJM | 205 | 69 | 1256
247630 | 05SKID-IM01 | PJM | 205 | 34.5 | 1257
247634 | 05LYBURN SS | PJM | 205 | 138 | 1250
247636 | 05BOTETOURT | PJM | 205 | 69 | 1255
247639 | 05ARN HOGN_X | PJM | 205 | 34.5 | 1257
247641 | 05GLADSTON | PJM | 205 | 138 | 1250
247642 | Z2-115 C | PJM | 205 | 138 | 1297
247643 | Z2-116 C | PJM | 205 | 138 | 1297
247649 | X2-006 C1 | PJM | 205 | 345 | 1299
247650 | X2-006 C2 | PJM | 205 | 345 | 1299
247652 | 05HOODSCRK | PJM | 205 | 138 | 1254
247665 | 05MILLERSBRG | PJM | 205 | 69 | 1256
247666 | 05SIMMONSRN | PJM | 205 | 69 | 1256
247681 | 05PEPPERM SS | PJM | 205 | 69 | 1257
247698 | 05RIVERPORT | PJM | 205 | 138 | 1250
247699 | 05TRAP HILL | PJM | 205 | 138 | 1250
247702 | 05AZALEA | PJM | 205 | 138 | 1251
247703 | 05LEESVILLE | PJM | 205 | 138 | 1251
247705 | 05FINDLAY R2 | PJM | 205 | 34.5 | 1256
247707 | 05NCRESTWDSS | PJM | 205 | 34.5 | 1256
247708 | 05FINDLAYCSS | PJM | 205 | 34.5 | 1256
247709 | 05CENTREX | PJM | 205 | 34.5 | 1256
247714 | 05BROAD RUN | PJM | 205 | 138 | 1250
247719 | 05BOWMAN Z | PJM | 205 | 23 | 1256
247723 | 05PHILPOTT | PJM | 205 | 138 | 1250
247725 | 05CONESPREP | PJM | 205 | 138 | 1251
247726 | 05W.FREMONT | PJM | 205 | 69 | 1256
247727 | 05POLO ROAD | PJM | 205 | 138 | 1251
247739 | 05DILLESB_BP | PJM | 205 | 138 | 1251
247744 | 05TRUMP SS | PJM | 205 | 69 | 1256
247746 | 05BANE SS | PJM | 205 | 69 | 1256
247747 | 05ROB FORK Z | PJM | 205 | 46 | 1259
247748 | 05ROB FORK | PJM | 205 | 46 | 1259
247760 | 05BUC P LIMA | PJM | 205 | 34.5 | 1256
247761 | 05DANFORD SS | PJM | 205 | 69 | 1256
247767 | 05HAZELTON | PJM | 205 | 138 | 1253
247768 | 05CSX | PJM | 205 | 34.5 | 1255
247769 | 05SHAWNE RSS | PJM | 205 | 34.5 | 1256
247770 | 05BAXTERSTSS | PJM | 205 | 34.5 | 1256
247771 | 05COLUMB AIR | PJM | 205 | 39.4 | 1258
247774 | 05PUTNAM VLG | PJM | 205 | 69 | 1255
247779 | 05FLYER SS | PJM | 205 | 69 | 1256
247781 | 05RAMACO | PJM | 205 | 46 | 1255
247783 | 05ASHLND-PIP | PJM | 205 | 69 | 1256
247784 | 05NANCY CRK | PJM | 205 | 69 | 1256
247785 | 05SUMMITVILL | PJM | 205 | 69 | 1256
247787 | 05COMMERCE | PJM | 205 | 69 | 1256
247788 | 05KOKOSINGSS | PJM | 205 | 69 | 1256
247790 | 05DUNTONLAKE | PJM | 205 | 138 | 1252
247791 | 05ELK | PJM | 205 | 138 | 1253
247792 | 05FIELDS CRK | PJM | 205 | 138 | 1250
247793 | 05LINDEN RD | PJM | 205 | 138 | 1250
247794 | 05COCO | PJM | 205 | 138 | 1250
247797 | 05STEMPLE | PJM | 205 | 345 | 1251 |  |  |  | 40.3728 | -81.0437
247800 | 05MACKSBURG | PJM | 205 | 138 | 1253
247801 | 05BUELL | PJM | 205 | 138 | 1253
247802 | 05ARENDSR SS | PJM | 205 | 138 | 1253
247803 | 05SEGRETO | PJM | 205 | 345 | 1252 |  |  |  | 42.317 | -86.2932
247806 | 05BELLRIDGSS | PJM | 205 | 138 | 1251
247807 | 05ROUSE | PJM | 205 | 138 | 1251
247809 | 05LEVEE | PJM | 205 | 138 | 1253
247811 | 05LUMBERJ SS | PJM | 205 | 69 | 1256
247812 | 05SPART PM | PJM | 205 | 69 | 1256
247814 | 05BENDXTP1SS | PJM | 205 | 34.5 | 1257
247828 | 05OLIVERPLOW | PJM | 205 | 138 | 1252
247829 | 05AVIATION | PJM | 205 | 138 | 1252
247830 | 05MELITA | PJM | 205 | 69 | 1257
247837 | 05PERCH | PJM | 205 | 138 | 1252
247839 | 05DILLES BTM | PJM | 205 | 138 | 1251
247840 | 05DILESBTMZ1 | PJM | 205 | 138 | 1251
247841 | 05NAUTILUS | PJM | 205 | 69 | 1258
247850 | 05TOWN CREEK | PJM | 205 | 138 | 1250
247852 | 05DILESBTMZ2 | PJM | 205 | 138 | 1251
247854 | 05JEFFRS IND | PJM | 205 | 69 | 1258
247859 | 05MARA_CRIMM | PJM | 205 | 69 | 1256
247860 | 05BATTERY SS | PJM | 205 | 69 | 1256
247861 | 05REXFORD SS | PJM | 205 | 69 | 1256
247862 | 05TUSCANY | PJM | 205 | 138 | 1253 |  |  |  | 39.5567 | -82.9508
247863 | 05LIMING CRK | PJM | 205 | 69 | 1256
247864 | 05LOGTOWN | PJM | 205 | 138 | 1251 |  |  |  | 41.0048 | -84.7429
247866 | 05GLAMORGNSS | PJM | 205 | 34.5 | 1255
247871 | 05OWENSDRIVE | PJM | 205 | 69 | 1255
247873 | 05BRITTON | PJM | 205 | 138 | 1253
247877 | 05ST.RD14 SS | PJM | 205 | 34.5 | 1257
247878 | 05SW.VANW SS | PJM | 205 | 34.5 | 1256
247881 | 05CASAD T SS | PJM | 205 | 34.5 | 1257
247883 | 05FULKERSNSS | PJM | 205 | 69 | 1257
247884 | 05MARA_FULK | PJM | 205 | 69 | 1257
247885 | 05CALVIN SS | PJM | 205 | 69 | 1257
247887 | 05MCCONVILLE | PJM | 205 | 138 | 1250
247890 | 05BROWNSTNSS | PJM | 205 | 34.5 | 1256
247893 | 05FLAG CITY | PJM | 205 | 138 | 1251
247894 | 05E.ELKHA BP | PJM | 205 | 345 | 1252 |  |  |  | 38.6226 | -82.8838
247896 | 05BOLTON | PJM | 205 | 138 | 1253
247941 | U4-029 E | PJM | 205 | 138 | 1
247994 | 05EEL RIVER8 | PJM | 205 | 69 | 1257
247995 | 05UNION 8 | PJM | 205 | 69 | 1257
247998 | 05TOTTEN SW | PJM | 205 | 34.5 | 1256
248002 | 06DEARB2 | PJM | 206 | 345 | 1206
248003 | 06DOE530 | PJM | 206 | 345 | 1206 |  |  |  | 39.0219 | -83.0083
249980 | 08AGSTNE | PJM | 212 | 138 | 1224
249981 | 08AKSTEEL2 | PJM | 212 | 138 | 1225
249984 | 08ASHLD8 | PJM | 212 | 138 | 1224
249985 | 08BECKET | PJM | 212 | 138 | 1224
249986 | 08BELVUE | PJM | 212 | 138 | 1224
249987 | 08BETHNY | PJM | 212 | 138 | 1224
249995 | 08CLINCO | PJM | 212 | 138 | 1224
249998 | 08CMMSVL | PJM | 212 | 138 | 1224
249999 | 08CNSTNC | PJM | 212 | 138 | 1224
250000 | 08COLDSP | PJM | 212 | 138 | 1224
250002 | 08COOPER | PJM | 212 | 138 | 1224
250007 | 08CRSNT1 | PJM | 212 | 138 | 1224
250013 | 08DIMICK | PJM | 212 | 138 | 1224
250014 | 08DNLSN1 | PJM | 212 | 138 | 1224
250024 | 08FINTWN | PJM | 212 | 138 | 1224
250038 | 08GOLFMR | PJM | 212 | 138 | 1224
250041 | 08HAMLTN | PJM | 212 | 138 | 1224
250046 | 08HINKLE | PJM | 212 | 138 | 1224
250053 | 08LAFARG | PJM | 212 | 138 | 1224
250054 | 08LONGBR | PJM | 212 | 138 | 1224
250059 | 08MAINVL | PJM | 212 | 138 | 1224
250060 | 08MDWAY1 | PJM | 212 | 138 | 1224
250061 | 08MDWAY2 | PJM | 212 | 138 | 1224
250062 | 08METRSR | PJM | 212 | 138 | 1225
250065 | 08MILIKN | PJM | 212 | 138 | 1224
250070 | 08MRGAN1 | PJM | 212 | 138 | 1224
250075 | 08MTGRY | PJM | 212 | 138 | 1224
250077 | 08MTZION | PJM | 212 | 138 | 1227
250091 | 08RCHLE3 | PJM | 212 | 138 | 1224
250094 | 08RMNTN1 | PJM | 212 | 138 | 1224
250096 | 08SEWARD | PJM | 212 | 138 | 1224
250099 | 08SIMPSN | PJM | 212 | 138 | 1224
250102 | 08SOCLVL | PJM | 212 | 138 | 1224
250106 | 08TODHJT | PJM | 212 | 138 | 1224
250114 | 08TP7481 | PJM | 212 | 138 | 1224
250115 | 08TP7482 | PJM | 212 | 138 | 1224
250121 | 08UNION | PJM | 212 | 138 | 1224
250131 | 08WILEY2 | PJM | 212 | 138 | 1224
250134 | 08YORK | PJM | 212 | 138 | 1224
250137 | 08OBANNV | PJM | 212 | 138 | 1224
250138 | 08NICKEL | PJM | 212 | 138 | 1224
250140 | 08DAYTON | PJM | 212 | 138 | 1224
250141 | 08SCEAST | PJM | 212 | 138 | 1224
250142 | 08WARDSC | PJM | 212 | 138 | 1224
250144 | 08HUSTRC | PJM | 212 | 138 | 1224
250146 | 08WHITTR | PJM | 212 | 138 | 1224
250147 | 08COLUMB | PJM | 212 | 138 | 1224
250150 | 08ENYART | PJM | 212 | 138 | 1224
250155 | 08WILCAP | PJM | 212 | 138 | 1224
250157 | 08CORNTP | PJM | 212 | 138 | 1224
250158 | 088MIRDJ | PJM | 212 | 138 | 1224
250161 | 08T758 | PJM | 212 | 138 | 1224
250164 | 08BKJDB1 | PJM | 212 | 138 | 1224
250165 | 08BKJDB2 | PJM | 212 | 138 | 1224
250168 | TRENTON_2 | PJM | 212 | 138 | 1224 |  |  |  | 39.483 | -84.4471
250169 | 08AK_STL_CAP | PJM | 212 | 138 | 1225
250172 | 08AERO | PJM | 212 | 138 | 1224
250173 | 08WDSPNT | PJM | 212 | 138 | 1224
251258 | 08ACHLTZ | PJM | 212 | 69 | 1224
251259 | 08AKSTL | PJM | 212 | 69 | 1225
251260 | 08ALEXAN | PJM | 212 | 69 | 1227
251261 | 08ALLEN | PJM | 212 | 69 | 1224
251262 | 08AMANDA | PJM | 212 | 69 | 1224
251263 | 08AMELIA | PJM | 212 | 69 | 1224
251266 | 08BARDAM | PJM | 212 | 69 | 1228
251267 | 08BCKTRC | PJM | 212 | 69 | 1224
251272 | 08BLARVL | PJM | 212 | 69 | 1224
251275 | 08BRKSRE | PJM | 212 | 69 | 1224
251276 | 08BROWER | PJM | 212 | 69 | 1224
251280 | 08BURNS | PJM | 212 | 69 | 1224
251281 | 08CELOTX | PJM | 212 | 69 | 1224
251284 | 08ATLAS | PJM | 212 | 69 | 1227
251291 | 08CNSTNC | PJM | 212 | 69 | 1227
251295 | 08COLDSP | PJM | 212 | 69 | 1227
251297 | 08COLNRC | PJM | 212 | 69 | 1224
251298 | 08CRITDN | PJM | 212 | 69 | 1227
251300 | 08CRYSTL | PJM | 212 | 69 | 1225
251301 | 08CWW-BN | PJM | 212 | 69 | 1228
251303 | 08DAYTEC | PJM | 212 | 69 | 1225
251304 | 08DCRTAP | PJM | 212 | 69 | 1224
251305 | 08DECRSY | PJM | 212 | 69 | 1227
251306 | 08DELHI | PJM | 212 | 69 | 1224
251309 | 08DKIRCH | PJM | 212 | 69 | 1224
251310 | 08DRYCRK | PJM | 212 | 69 | 1228
251314 | 08EKDOWN | PJM | 212 | 69 | 1227
251315 | 08EKSMTH | PJM | 212 | 69 | 1227
251316 | 08EMPIRE | PJM | 212 | 69 | 1227
251317 | 08EMRALD | PJM | 212 | 69 | 1228
251320 | 08ERLNER | PJM | 212 | 69 | 1227
251323 | 08FARFAX | PJM | 212 | 69 | 1224
251324 | 08FLICTY | PJM | 212 | 69 | 1224
251333 | 08GASTON | PJM | 212 | 69 | 1224
251335 | 08GILMRE | PJM | 212 | 69 | 1224
251336 | 08GLNDLE | PJM | 212 | 69 | 1224
251337 | 08GRANT | PJM | 212 | 69 | 1227
251338 | 08GRGTOW | PJM | 212 | 69 | 1224
251339 | 08HAMLTP | PJM | 212 | 69 | 1224
251340 | 08HENSLY | PJM | 212 | 69 | 1224
251343 | 08HOPPLP | PJM | 212 | 69 | 1227
251344 | 08IKGIND | PJM | 212 | 69 | 1225
251345 | 08INDLDS | PJM | 212 | 69 | 1224
251348 | 08JCKSBG | PJM | 212 | 69 | 1224
251353 | 08JFSMM | PJM | 212 | 69 | 1225
251354 | 08JHSNCN | PJM | 212 | 69 | 1227
251355 | 08JKSNTP | PJM | 212 | 69 | 1224
251359 | 08KINGML | PJM | 212 | 69 | 1224
251360 | 08KNTWTR | PJM | 212 | 69 | 1228
251361 | 08KROGER | PJM | 212 | 69 | 1224
251363 | 08LAYGRC | PJM | 212 | 69 | 1224
251366 | 08LESORD | PJM | 212 | 69 | 1224
251381 | 08MARSHL | PJM | 212 | 69 | 1227
251385 | 08MCMANN | PJM | 212 | 69 | 1224
251386 | 08MCMNTP | PJM | 212 | 69 | 1224
251387 | 08MDDLTW | PJM | 212 | 69 | 1224
251392 | 08MIDOXY | PJM | 212 | 69 | 1225
251393 | 08MIDSEW | PJM | 212 | 69 | 1225
251394 | 08MIDVAL | PJM | 212 | 69 | 1228
251397 | 08MILFRC | PJM | 212 | 69 | 1224
251398 | 08MILLRC | PJM | 212 | 69 | 1224
251399 | 08MILVIL | PJM | 212 | 69 | 1224
251400 | 08MLACRN | PJM | 212 | 69 | 1224
251403 | 08MONROE | PJM | 212 | 69 | 1224
251404 | 08MONRTP | PJM | 212 | 69 | 1224
251407 | 08MOSCOW | PJM | 212 | 69 | 1224
251408 | 08MOSIE1 | PJM | 212 | 69 | 1225
251413 | 08MTWASH | PJM | 212 | 69 | 1224
251414 | 08NEUMAN | PJM | 212 | 69 | 1224
251415 | 08NHLSVL | PJM | 212 | 69 | 1224
251418 | 08NRICHM | PJM | 212 | 69 | 1224
251421 | 08NTHGTP | PJM | 212 | 69 | 1224
251422 | 08NWPTST | PJM | 212 | 69 | 1228
251425 | 08OTERBN | PJM | 212 | 69 | 1224
251426 | 08OXFDRC | PJM | 212 | 69 | 1224
251430 | 08PISGAH | PJM | 212 | 69 | 1224
251436 | 08PSTTWN | PJM | 212 | 69 | 1224
251438 | 08GENL_MILLS | PJM | 212 | 69 | 1225
251439 | 08RCHWOD | PJM | 212 | 69 | 1227
251440 | 08REILRC | PJM | 212 | 69 | 1224
251441 | 08RIVCIR | PJM | 212 | 69 | 1224
251444 | 08ROSREC | PJM | 212 | 69 | 1224
251445 | 08RYBOLT | PJM | 212 | 69 | 1224
251448 | 08SAWBRK | PJM | 212 | 69 | 1224
251449 | 08SAYLPK | PJM | 212 | 69 | 1224
251450 | 08SENCO | PJM | 212 | 69 | 1224
251454 | 08SMARTP | PJM | 212 | 69 | 1225
251455 | 08SMITMO | PJM | 212 | 69 | 1225
251458 | 08SPGDAL | PJM | 212 | 69 | 1224
251459 | 08SPRNBR | PJM | 212 | 69 | 1224
251461 | 08STILWL | PJM | 212 | 69 | 1224
251467 | 08T15268 | PJM | 212 | 69 | 1224
251468 | 08T28651 | PJM | 212 | 69 | 1224
251469 | 08T28652 | PJM | 212 | 69 | 1224
251470 | 08T32611 | PJM | 212 | 69 | 1224
251473 | 08T37662 | PJM | 212 | 69 | 1224
251476 | 08T20864 | PJM | 212 | 69 | 1224
251477 | 08T46662 | PJM | 212 | 69 | 1224
251478 | 08T56611 | PJM | 212 | 69 | 1224
251479 | 08T56613 | PJM | 212 | 69 | 1224
251480 | 08T56615 | PJM | 212 | 69 | 1224
251481 | 08T56655 | PJM | 212 | 69 | 1224
251482 | 08T56656 | PJM | 212 | 69 | 1224
251486 | 08T57622 | PJM | 212 | 69 | 1224
251487 | 08T57671 | PJM | 212 | 69 | 1224
251488 | 08T57672 | PJM | 212 | 69 | 1224
251490 | 08CANAL | PJM | 212 | 69 | 1224
251491 | 08T57675 | PJM | 212 | 69 | 1224
251492 | 08T57676 | PJM | 212 | 69 | 1224
251493 | 08T58631 | PJM | 212 | 69 | 1224
251495 | 08T59622 | PJM | 212 | 69 | 1227
251497 | 08T59672 | PJM | 212 | 69 | 1227
251498 | 08T63651 | PJM | 212 | 69 | 1224
251499 | 08T63652 | PJM | 212 | 69 | 1224
251500 | 08T63653 | PJM | 212 | 69 | 1224
251501 | 08T69611 | PJM | 212 | 69 | 1224
251502 | 08T90621 | PJM | 212 | 69 | 1224
251503 | 08T90622 | PJM | 212 | 69 | 1224
251504 | 08T90623 | PJM | 212 | 69 | 1224
251506 | 08T90642 | PJM | 212 | 69 | 1224
251508 | 08T90646 | PJM | 212 | 69 | 1224
251512 | 08THOMOR | PJM | 212 | 69 | 1227
251513 | 08TODDRC | PJM | 212 | 69 | 1224
251514 | 08TOLBRC | PJM | 212 | 69 | 1224
251517 | 08TP1765 | PJM | 212 | 69 | 1224
251519 | 08TP2166 | PJM | 212 | 69 | 1224
251520 | 08TP3265 | PJM | 212 | 69 | 1224
251521 | 08TP3766 | PJM | 212 | 69 | 1224
251522 | 08MOSTELR | PJM | 212 | 69 | 1225
251523 | 08TP4366 | PJM | 212 | 69 | 1224
251524 | 08TP4666 | PJM | 212 | 69 | 1224
251525 | 08TP4861 | PJM | 212 | 69 | 1224
251526 | 08TP5667 | PJM | 212 | 69 | 1224
251527 | 08TP6763 | PJM | 212 | 69 | 1227
251528 | 08TP6863 | PJM | 212 | 69 | 1224
251535 | 08TXEHRT | PJM | 212 | 69 | 1225
251536 | 08TXEMN2 | PJM | 212 | 69 | 1225
251537 | 08TXEMNR | PJM | 212 | 69 | 1225
251538 | 08TYLRVL | PJM | 212 | 69 | 1224
251539 | 08UNION | PJM | 212 | 69 | 1224
251540 | 08UNIONT | PJM | 212 | 69 | 1224
251541 | 08USPOST | PJM | 212 | 69 | 1224
251542 | 08VERONA | PJM | 212 | 69 | 1227
251545 | 08WALXRC | PJM | 212 | 69 | 1224
251548 | 08WATLAS | PJM | 212 | 69 | 1227
251549 | 08WDSDLE | PJM | 212 | 69 | 1224
251550 | 08WHITWR | PJM | 212 | 69 | 1227
251555 | 08WOODLW | PJM | 212 | 69 | 1224
251556 | 08WORTHG | PJM | 212 | 69 | 1224
251559 | 08XTEK | PJM | 212 | 69 | 1224
251565 | 08VOGNEN | PJM | 212 | 69 | 1224
251566 | 08GTWNVI | PJM | 212 | 69 | 1224
251567 | 08HUNTER | PJM | 212 | 69 | 1224
251568 | 08OLIVBR | PJM | 212 | 69 | 1224
251569 | 08DRYRDG | PJM | 212 | 69 | 1227
251571 | 08COVING | PJM | 212 | 69 | 1227
251572 | 08TRPORT | PJM | 212 | 69 | 1224
251574 | 08YANKEE | PJM | 212 | 69 | 1226
251575 | 08LBERTY | PJM | 212 | 69 | 1224
251584 | 08LANDEN | PJM | 212 | 69 | 1224
251829 | CLNTESP2 | PJM | 212 | 34.5 | 1224
251830 | BIOENGRY | PJM | 212 | 34.5 | 1224
252039 | 08BUFTN1 | PJM | 212 | 12.47 | 1224
252503 | AC2-088 TAP | PJM | 212 | 69 | 1224
253007 | 09BELLBR | PJM | 209 | 138 | 1209
253008 | 09BJ TAP | PJM | 209 | 69 | 1209
253010 | 09BURDOX | PJM | 209 | 138 | 1209
253011 | 09CARGIL | PJM | 209 | 138 | 1209
253012 | 09CENTER | PJM | 209 | 138 | 1209
253015 | 09CLDWTR | PJM | 209 | 69 | 1209
253016 | 09CVNGTN | PJM | 209 | 69 | 1209
253023 | 09DIXIET | PJM | 209 | 69 | 1209
253024 | 09ESIDNY | PJM | 209 | 138 | 1209
253025 | 09GIVENS | PJM | 209 | 138 | 1209
253030 | 09GRNFLD | PJM | 209 | 69 | 1209
253031 | 09HALTER | PJM | 209 | 138 | 1209
253036 | 09JASPER | PJM | 209 | 69 | 1209
253037 | 09KETTER | PJM | 209 | 69 | 1209
253039 | 09KINGSC | PJM | 209 | 69 | 1209
253040 | 09KNOLLW | PJM | 209 | 138 | 1209
253043 | 09MRTNSV | PJM | 209 | 69 | 1209
253044 | 09MECHAN | PJM | 209 | 138 | 1209
253051 | 09MORAIN | PJM | 209 | 69 | 1209
253054 | 09NORMAN | PJM | 209 | 69 | 1209
253056 | 09NORTHR | PJM | 209 | 138 | 1209
253059 | 09OHH E. | PJM | 209 | 69 | 1209
253060 | 09OHH W. | PJM | 209 | 69 | 1209
253062 | 09OVERL1 | PJM | 209 | 138 | 1209
253065 | 09QUINCY | PJM | 209 | 138 | 1209
253066 | 09ROCKTP | PJM | 209 | 69 | 1209
253067 | 09ROSSBG | PJM | 209 | 69 | 1209
253072 | 09SPRING | PJM | 209 | 138 | 1209
253073 | 09ST.MRY | PJM | 209 | 69 | 1209
253074 | 09STATAP | PJM | 209 | 138 | 1209
253081 | 09TEXTAP | PJM | 209 | 69 | 1209
253086 | 09VANDAL | PJM | 209 | 69 | 1209
253087 | 09WMANCH | PJM | 209 | 69 | 1209
253091 | 09WASHCH | PJM | 209 | 69 | 1209
253094 | 09WILMNG | PJM | 209 | 69 | 1209
253095 | 09WYAND1 | PJM | 209 | 138 | 1209
253096 | 09WYAND2 | PJM | 209 | 138 | 1209
253097 | 09YANKEE | PJM | 209 | 69 | 1209
253112 | 09TAP822 | PJM | 209 | 138 | 1209
253113 | 09TAP656 | PJM | 209 | 69 | 1209
253115 | 09AIRPRK | PJM | 209 | 69 | 1209
253116 | 09CRPNTR | PJM | 209 | 69 | 1209
253117 | 09ANNREA | PJM | 209 | 69 | 1209
253118 | 09APTCHN | PJM | 209 | 69 | 1209
253119 | 09BELFON | PJM | 209 | 69 | 1209
253120 | 09BENNER | PJM | 209 | 69 | 1209
253121 | 09BOTKNS | PJM | 209 | 69 | 1209
253122 | 09BRKVIL | PJM | 209 | 69 | 1209
253123 | 09CAMDEN | PJM | 209 | 69 | 1209
253124 | 09CARROL | PJM | 209 | 69 | 1209
253125 | 09CASTWN | PJM | 209 | 69 | 1209
253126 | 09CEDTAP | PJM | 209 | 69 | 1209
253127 | 09CEDRVL | PJM | 209 | 69 | 1209
253128 | 09CELINA | PJM | 209 | 69 | 1209
253129 | 09CHICKA | PJM | 209 | 69 | 1209
253130 | 09CISCO | PJM | 209 | 69 | 1209
253131 | 09COL ST | PJM | 209 | 69 | 1209
253134 | 09DAYT M | PJM | 209 | 69 | 1209
253135 | 09DELCKE | PJM | 209 | 69 | 1209
253136 | 09DERBY | PJM | 209 | 69 | 1209
253137 | 09EAKER1 | PJM | 209 | 69 | 1209
253138 | 09EAKER2 | PJM | 209 | 69 | 1209
253140 | 09ENGLWD | PJM | 209 | 69 | 1209
253141 | 09FAIRBN | PJM | 209 | 69 | 1209
253143 | 09GRGERD | PJM | 209 | 69 | 1209
253144 | 09GERMTN | PJM | 209 | 69 | 1209
253145 | 09GTYSBU | PJM | 209 | 69 | 1209
253146 | 09GLDYRU | PJM | 209 | 69 | 1209
253147 | 09GRATIS | PJM | 209 | 69 | 1209
253148 | 09HBDIND | PJM | 209 | 69 | 1209
253149 | 09HNDA A | PJM | 209 | 69 | 1209
253150 | 09HNDAAT | PJM | 209 | 138 | 1209
253151 | 09HNDA E | PJM | 209 | 69 | 1209
253152 | 09HNDA M | PJM | 209 | 69 | 1209
253153 | 09HNDAMT | PJM | 209 | 69 | 1209
253155 | 09HUBRHE | PJM | 209 | 69 | 1209
253156 | 09HNTSVL | PJM | 209 | 69 | 1209
253157 | 09HRSHRD | PJM | 209 | 69 | 1209
253158 | 09INDI L | PJM | 209 | 69 | 1209
253160 | 09JCKCEN | PJM | 209 | 69 | 1209
253161 | 09JMSTOW | PJM | 209 | 69 | 1209
253162 | 09JFFRSN | PJM | 209 | 69 | 1209
253163 | 09JFFRTP | PJM | 209 | 69 | 1209
253165 | 09KITYHK | PJM | 209 | 69 | 1209
253167 | 09KTHRRD | PJM | 209 | 69 | 1209
253168 | 09LEWISB | PJM | 209 | 69 | 1209
253169 | 09LWISTP | PJM | 209 | 69 | 1209
253170 | 09LIBRTY | PJM | 209 | 69 | 1209
253171 | 09LORAMI | PJM | 209 | 69 | 1209
253172 | 09MACEDO | PJM | 209 | 69 | 1209
253173 | 09MANNIN | PJM | 209 | 69 | 1209
253174 | 09MARYSV | PJM | 209 | 69 | 1209
253175 | 09MCCART | PJM | 209 | 69 | 1209
253176 | 09METALS | PJM | 209 | 69 | 1209
253177 | 09MIDVAL | PJM | 209 | 69 | 1209
253178 | 09MINSTR | PJM | 209 | 69 | 1209
253180 | 09N BREM | PJM | 209 | 69 | 1209
253181 | 09NHOLLN | PJM | 209 | 69 | 1209
253182 | 09NLEBAN | PJM | 209 | 69 | 1209
253183 | 09NVIENA | PJM | 209 | 69 | 1209
253184 | 09NEWPOR | PJM | 209 | 69 | 1209
253185 | 09NOBLE | PJM | 209 | 69 | 1209
253186 | 09NRTHLN | PJM | 209 | 69 | 1209
253187 | 09NWURBN | PJM | 209 | 69 | 1209
253195 | 09PETRSR | PJM | 209 | 69 | 1209
253196 | 09PHONET | PJM | 209 | 69 | 1209
253197 | 09PIQUA3 | PJM | 209 | 69 | 1209
253198 | 09PIQUA4 | PJM | 209 | 69 | 1209
253199 | 09PIQUA5 | PJM | 209 | 69 | 1209
253200 | 09PQUATP | PJM | 209 | 69 | 1209
253201 | 09ROBINS | PJM | 209 | 69 | 1209
253202 | 09ROCKFO | PJM | 209 | 69 | 1209
253203 | 09ROSEHI | PJM | 209 | 69 | 1209
253204 | 09RUSSIA | PJM | 209 | 69 | 1209
253205 | 09SCHARL | PJM | 209 | 69 | 1209
253206 | 09SABINA | PJM | 209 | 69 | 1209
253207 | 09SALEM | PJM | 209 | 69 | 1209
253208 | 09SHILOH | PJM | 209 | 69 | 1209
253210 | 09STHWES | PJM | 209 | 69 | 1209
253211 | 09SR 66 | PJM | 209 | 69 | 1209
253216 | 09STHNRY | PJM | 209 | 69 | 1209
253217 | 09STPARI | PJM | 209 | 69 | 1209
253218 | 09STILWA | PJM | 209 | 69 | 1209
253219 | 09CEMEX | PJM | 209 | 69 | 1209
253226 | 09TEX EA | PJM | 209 | 69 | 1209
253227 | 09TIPCIT | PJM | 209 | 69 | 1209
253228 | 09TIPMUN | PJM | 209 | 69 | 1209
253230 | 09TREATY | PJM | 209 | 69 | 1209
253231 | 09TROY | PJM | 209 | 69 | 1209
253232 | 09UNIREA | PJM | 209 | 69 | 1209
253233 | 09VA | PJM | 209 | 69 | 1209
253234 | 09VERSAL | PJM | 209 | 69 | 1209
253235 | 09WMINGO | PJM | 209 | 69 | 1209
253236 | 09WAYNSV | PJM | 209 | 69 | 1209
253237 | 09WEBBRD | PJM | 209 | 69 | 1209
253238 | 09WOODST | PJM | 209 | 69 | 1209
253239 | 09XENIA | PJM | 209 | 69 | 1209
253240 | 09EAGL69 | PJM | 209 | 69 | 1209
253242 | 09YELTAP | PJM | 209 | 69 | 1209
253243 | 09YELOS1 | PJM | 209 | 69 | 1209
253244 | 09YELOS2 | PJM | 209 | 69 | 1209
253245 | 09EAGLE | PJM | 209 | 138 | 1209
253246 | 09CRYSTL | PJM | 209 | 69 | 1209
253247 | 09CSRCRK | PJM | 209 | 69 | 1209
253253 | 096625TP | PJM | 209 | 69 | 1209
253255 | 09GEBHRT | PJM | 209 | 138 | 1209
253256 | 09EDGEWD | PJM | 209 | 69 | 1209
253257 | 09WLFCRK | PJM | 209 | 69 | 1209
253266 | 09HAAS | PJM | 209 | 138 | 1209
253345 | AC2-067 TAP | PJM | 209 | 69 | 1209
253906 | 15MIDLAN | PJM | 215 | 138 | 1215
253913 | 15JLMID | PJM | 215 | 138 | 1215
253914 | 15RACCOO | PJM | 215 | 138 | 1215
253916 | 15VALEYT | PJM | 215 | 138 | 1215
253920 | 15POTTER | PJM | 215 | 138 | 1215
253929 | 15KOBTAP | PJM | 215 | 69 | 1215
253946 | 15KOPLST | PJM | 215 | 138 | 1215
253953 | 15LEGNVI | PJM | 215 | 138 | 1215
253956 | 15FINDLY | PJM | 215 | 138 | 1215
253957 | 15WOLFRN | PJM | 215 | 138 | 1215
253958 | 15SEWICK | PJM | 215 | 138 | 1215
253961 | 15MONTOU | PJM | 215 | 138 | 1215
253962 | 15ARCHEM | PJM | 215 | 138 | 1215
253967 | 15NEVILT | PJM | 215 | 138 | 1215
253968 | 15NEVILL | PJM | 215 | 138 | 1215
253980 | 15ELWYN | PJM | 215 | 138 | 1215
253986 | 15BRENTW | PJM | 215 | 138 | 1215
253993 | 15OAKLND | PJM | 215 | 138 | 1215
253997 | 15PANHOL | PJM | 215 | 138 | 1215
254002 | 15HOMSTD | PJM | 215 | 138 | 1215
254003 | 15HIGHLA | PJM | 215 | 138 | 1215
254006 | 15USAP | PJM | 215 | 138 | 1215
254018 | 15WILSON | PJM | 215 | 138 | 1215
254024 | 15CLAIRT | PJM | 215 | 138 | 1215
254025 | 15BETTIS | PJM | 215 | 138 | 1215
254026 | 15USSILL | PJM | 215 | 138 | 1215
254031 | 15RANKIN | PJM | 215 | 138 | 1215
254032 | 15PPERRY | PJM | 215 | 138 | 1215
254033 | 15WILMRD | PJM | 215 | 138 | 1215
254034 | 15WILMER | PJM | 215 | 138 | 1215
254037 | 15UNIVRS | PJM | 215 | 138 | 1215
254041 | 15BOCGST | PJM | 215 | 138 | 1215
254042 | 15PLUM | PJM | 215 | 138 | 1215
254043 | 15BOCGAS | PJM | 215 | 138 | 1215
254045 | 15MTNEBO | PJM | 215 | 138 | 1215 |  |  |  | 40.5361 | -79.9874
254046 | 15NORTH | PJM | 215 | 138 | 1215 |  |  |  | 40.5577 | -79.8983
254049 | 15WILDWD | PJM | 215 | 138 | 1215 |  |  |  | 40.5603 | -79.9455
254050 | 15WDEER | PJM | 215 | 138 | 1215 |  |  |  | 40.5577 | -79.8983
254055 | 15CALIFT | PJM | 215 | 138 | 1215 |  |  |  | 40.5527 | -79.8218
254056 | 15CALIF | PJM | 215 | 138 | 1215
254059 | 15EVRGRT | PJM | 215 | 138 | 1215
254060 | 15EVRGRN | PJM | 215 | 138 | 1215
254065 | 15FORBES | PJM | 215 | 138 | 1215
254303 | AC2-168 C | PJM | 215 | 138 | 1215
270106 | P44 | PJM | 205 | 138 | 1253
270107 | Y1-006 TAP | PJM | 205 | 138 | 1250
270128 | AB2-109 C | PJM | 205 | 34.5 | 1200
270130 | AC1-117 C | PJM | 205 | 138 | 1200
270132 | AB1-180 C | PJM | 205 | 46 | 1255
270134 | AC2-045 C | PJM | 205 | 69 | 1200
270167 | AD2-205 E | PJM | 205 | 69 | 1255
270174 | U4-029_GEN | PJM | 205 | 138 | 1
270182 | AB2-011 C | PJM | 205 | 138 | 1200
270183 | AB2-010 C | PJM | 205 | 138 | 1200
270193 | AC2-016 POI | PJM | 205 | 345 | 1251 |  |  |  | 40.5651 | -81.1378
270666 | BLUE ISL BT | PJM | 222 | 345 | 1274 |  |  |  | 41.6378 | -87.6801
270667 | BLUE ISL RT | PJM | 222 | 345 | 1274 |  |  |  | 41.6378 | -87.6801
270668 | BLUEMOUND B | PJM | 222 | 345 | 1274 |  |  |  | 40.4786 | -88.7987
270685 | CHESTNUT B | PJM | 222 | 345 | 1274 |  |  |  | 40.0481 | -89.1398
270688 | CALUMET B | PJM | 222 | 345 | 1274
270689 | CALUMET R | PJM | 222 | 345 | 1274
270690 | CALUMET 3I | PJM | 222 | 345 | 1274
270691 | CALUMET 4I | PJM | 222 | 345 | 1274
270728 | E FRANKFO B | PJM | 222 | 345 | 1274 |  |  |  | 41.4952 | -87.8189
270747 | ESS W407K0T | PJM | 222 | 345 | 1274
270751 | ESS W407M9T | PJM | 222 | 345 | 1274
270762 | GARFIELD B | PJM | 222 | 345 | 1274
270763 | GARFIELD R | PJM | 222 | 345 | 1274
270823 | MTPULASKI | PJM | 222 | 345 | 1274 |  |  |  | 40.012 | -89.2921
270890 | ESS H471 | PJM | 222 | 345 | 1289
270950 | ESS Z725 B | PJM | 222 | 138 | 1279
270951 | ESS Z725 R | PJM | 222 | 138 | 1279
270952 | ESS Z725 BT | PJM | 222 | 138 | 1282
270953 | ESS Z725 RT | PJM | 222 | 138 | 1282
270962 | ESS 1A4316T | PJM | 222 | 138 | 1271
270963 | ESS 1A4315T | PJM | 222 | 138 | 1271
270970 | ADDISON B | PJM | 222 | 138 | 1271
270971 | ADDISON R | PJM | 222 | 138 | 1271
270974 | ALGONQUIN B | PJM | 222 | 138 | 1284
270975 | ALGONQUIN R | PJM | 222 | 138 | 1284
270976 | ALGONQUINBT | PJM | 222 | 138 | 1284
270977 | ALGONQUINRT | PJM | 222 | 138 | 1284
270980 | ALPINE BT | PJM | 222 | 138 | 1284
270988 | ALSIP BT | PJM | 222 | 138 | 1282
270989 | ALSIP RT | PJM | 222 | 138 | 1282
270990 | ALTGELD 1T | PJM | 222 | 138 | 1281
270991 | ALTGELD 2T | PJM | 222 | 138 | 1281
270992 | ALTGELD 3T | PJM | 222 | 138 | 1281
270993 | ALTGELD 4T | PJM | 222 | 138 | 1281
270996 | ANTIOCH B | PJM | 222 | 138 | 1271
270997 | ANTIOCH R | PJM | 222 | 138 | 1271
270998 | ANTIOCH BT | PJM | 222 | 138 | 1271
270999 | ANTIOCH RT | PJM | 222 | 138 | 1271
271002 | ARCHER B | PJM | 222 | 138 | 1273
271003 | ARCHER R | PJM | 222 | 138 | 1273
271004 | ESS J3101 B | PJM | 222 | 138 | 1285
271005 | ESS J310 R | PJM | 222 | 138 | 1288
271006 | ARGYLE B | PJM | 222 | 138 | 1272
271007 | ARGYLE R | PJM | 222 | 138 | 1284
271016 | ESS D789 B | PJM | 222 | 138 | 1283
271017 | ESS D789 R | PJM | 222 | 138 | 1283
271020 | ESS J402 B | PJM | 222 | 138 | 1273
271061 | BAR HILLS R | PJM | 222 | 138 | 1284
271064 | BARTLETT BT | PJM | 222 | 138 | 1284
271065 | BARTLETT RT | PJM | 222 | 138 | 1284
271066 | BATAVIA BT | PJM | 222 | 138 | 1283
271067 | BATAVIA RT | PJM | 222 | 138 | 1283
271074 | BEDFORD PBT | PJM | 222 | 138 | 1285
271075 | BEDFORD PRT | PJM | 222 | 138 | 1285
271084 | BERKELEY B | PJM | 222 | 138 | 1285
271085 | BERKELEY R | PJM | 222 | 138 | 1285
271090 | BEVERLY BT | PJM | 222 | 138 | 1282
271094 | BLACKHAWK B | PJM | 222 | 138 | 1272
271096 | BLACKHAWKBT | PJM | 222 | 138 | 1272
271097 | BLACKHAWKRT | PJM | 222 | 138 | 1272
271112 | BRDGEVIEW B | PJM | 222 | 138 | 1273
271113 | BRDGEVIEW R | PJM | 222 | 138 | 1273
271114 | BRIGGS B | PJM | 222 | 138 | 1273
271115 | BRIGGS R | PJM | 222 | 138 | 1273
271116 | BRISTOL B | PJM | 222 | 138 | 1284
271117 | BRISTOL R | PJM | 222 | 138 | 1284
271120 | BUFFALO G B | PJM | 222 | 138 | 1271
271121 | BUFFALO G R | PJM | 222 | 138 | 1271
271126 | BURR RIDGBT | PJM | 222 | 138 | 1285
271130 | BUTTERFIE B | PJM | 222 | 138 | 1285
271131 | BUTTERFIE R | PJM | 222 | 138 | 1285
271178 | CARY B | PJM | 222 | 138 | 1284
271179 | CARY R | PJM | 222 | 138 | 1284
271180 | ESS J326 B | PJM | 222 | 138 | 1288
271181 | ESS J326 R | PJM | 222 | 138 | 1288
271184 | ESS J326 BT | PJM | 222 | 138 | 1273
271185 | ESS J326 RT | PJM | 222 | 138 | 1273
271187 | CHANNAHON R | PJM | 222 | 138 | 1273
271188 | CHARLES B | PJM | 222 | 138 | 1272
271189 | CHARLES R | PJM | 222 | 138 | 1272
271198 | CHURCH RD B | PJM | 222 | 138 | 1271
271199 | CHURCH RD R | PJM | 222 | 138 | 1271
271210 | ESS J332 BT | PJM | 222 | 138 | 1273
271211 | ESS J332 RT | PJM | 222 | 138 | 1273
271216 | CLEARING BT | PJM | 222 | 138 | 1285
271217 | CLEARING RT | PJM | 222 | 138 | 1285
271222 | CONGRESS B | PJM | 222 | 138 | 1270 |  |  |  | 41.8987 | -87.7121
271223 | CONGRESS R | PJM | 222 | 138 | 1270 |  |  |  | 41.8987 | -87.7121
271226 | CC HILLS BT | PJM | 222 | 138 | 1273
271227 | CC HILLS RT | PJM | 222 | 138 | 1273
271232 | CRAWFORD 8I | PJM | 222 | 138 | 1270
271233 | CRAWFORD 7I | PJM | 222 | 138 | 1270
271234 | CRAWFORD 0I | PJM | 222 | 138 | 1270
271235 | CRAWFORD 6I | PJM | 222 | 138 | 1270
271254 | ESS D438 B | PJM | 222 | 138 | 1285
271255 | ESS D438 R | PJM | 222 | 138 | 1285
271258 | ESS K323 B | PJM | 222 | 138 | 1273
271259 | ESS K323 R | PJM | 222 | 138 | 1273
271297 | DAVIS CRK2T | PJM | 222 | 138 | 1273
271298 | DAVIS CRK1T | PJM | 222 | 138 | 1273
271308 | DEERFIELDBT | PJM | 222 | 138 | 1271
271309 | DEERFIELDRT | PJM | 222 | 138 | 1271
271328 | DIXON BT | PJM | 222 | 138 | 1272
271338 | DUNDEE B | PJM | 222 | 138 | 1284
271339 | DUNDEE R | PJM | 222 | 138 | 1284
271340 | ESS D4606 B | PJM | 222 | 138 | 1283
271341 | ESS D4606 R | PJM | 222 | 138 | 1283
271386 | E ROCKFORBT | PJM | 222 | 138 | 1284
271388 | E ROCKFOR B | PJM | 222 | 138 | 1284
271389 | E ROCKFOR R | PJM | 222 | 138 | 1284
271394 | ESS D467 B | PJM | 222 | 138 | 1288
271395 | ESS D467 R | PJM | 222 | 138 | 1288
271396 | ELEROY B | PJM | 222 | 138 | 1272
271397 | ELEROY R | PJM | 222 | 138 | 1272
271398 | ELEROY BT | PJM | 222 | 138 | 1272
271399 | ELEROY RT | PJM | 222 | 138 | 1272
271410 | ELMWOOD B | PJM | 222 | 138 | 1271
271411 | ELMWOOD R | PJM | 222 | 138 | 1271
271414 | EVERGREEN B | PJM | 222 | 138 | 1282
271415 | EVERGREEN R | PJM | 222 | 138 | 1282
271418 | ESS J390 BT | PJM | 222 | 138 | 1273
271419 | ESS J390 RT | PJM | 222 | 138 | 1273
271426 | ESS J401 | PJM | 222 | 138 | 1273
271428 | ESS H452 RT | PJM | 222 | 138 | 1272
271430 | ESS H452 B | PJM | 222 | 138 | 1286
271472 | ESS J305 BT | PJM | 222 | 138 | 1273
271473 | ESS J305 RT | PJM | 222 | 138 | 1273
271478 | ESS F375 B | PJM | 222 | 138 | 1288
271479 | ESS F375 R | PJM | 222 | 138 | 1288
271480 | ESS F375 BT | PJM | 222 | 138 | 1282
271481 | ESS F375 RT | PJM | 222 | 138 | 1282
271486 | FRANKFORT B | PJM | 222 | 138 | 1273
271487 | FRANKFORT R | PJM | 222 | 138 | 1273
271498 | FREEPORT BT | PJM | 222 | 138 | 1272
271499 | FREEPORT RT | PJM | 222 | 138 | 1272
271538 | GALEWOOD 1B | PJM | 222 | 138 | 1281
271539 | GALEWOOD 2R | PJM | 222 | 138 | 1281
271540 | GALEWOOD 3B | PJM | 222 | 138 | 1281
271541 | GALEWOOD 4R | PJM | 222 | 138 | 1281
271543 | GARDEN PL | PJM | 222 | 138 | 1272 |  |  |  | 41.7933 | -89.9648
271550 | GLENELLYN B | PJM | 222 | 138 | 1285
271551 | GLENELLYN R | PJM | 222 | 138 | 1285
271554 | GLENDALE BT | PJM | 222 | 138 | 1271
271555 | GLENDALE RT | PJM | 222 | 138 | 1271
271558 | GLIDDEN B | PJM | 222 | 138 | 1272
271560 | GLIDDEN BT | PJM | 222 | 138 | 1272
271568 | GRACE B | PJM | 222 | 138 | 1271
271569 | GRACE R | PJM | 222 | 138 | 1271
271574 | ESS A450 B | PJM | 222 | 138 | 1283
271575 | ESS A450 R | PJM | 222 | 138 | 1283
271576 | GREEN LK B | PJM | 222 | 138 | 1282
271577 | GREEN LK R | PJM | 222 | 138 | 1282
271581 | ESS B200 R | PJM | 222 | 138 | 1272
271586 | ESS W541 B | PJM | 222 | 138 | 1286
271587 | ESS W541 R | PJM | 222 | 138 | 1286
271626 | HANOVER B | PJM | 222 | 138 | 1284
271627 | HANOVER R | PJM | 222 | 138 | 1284
271628 | HANSON PK1B | PJM | 222 | 138 | 1281
271629 | HANSON PK2R | PJM | 222 | 138 | 1281
271630 | HANSON PK3B | PJM | 222 | 138 | 1281
271631 | HANSON PK4R | PJM | 222 | 138 | 1281
271636 | HARBOR BT | PJM | 222 | 138 | 1270 |  |  |  | 41.7477 | -87.5487
271638 | HARLEM B | PJM | 222 | 138 | 1272
271639 | HARLEM R | PJM | 222 | 138 | 1272
271644 | HARVEY B | PJM | 222 | 138 | 1282
271645 | HARVEY R | PJM | 222 | 138 | 1282
271646 | HARVEY BT | PJM | 222 | 138 | 1282
271652 | HEGEWISCH B | PJM | 222 | 138 | 1282
271654 | HEGEWISCHBT | PJM | 222 | 138 | 1282
271655 | HENNEPIN T | PJM | 222 | 138 | 1287 |  |  |  | 41.2762 | -89.0673
271656 | HIGGINS B | PJM | 222 | 138 | 1281
271660 | HILLCREST6B | PJM | 222 | 138 | 1273
271661 | HILLCREST5R | PJM | 222 | 138 | 1273
271662 | HILLCREST7B | PJM | 222 | 138 | 1273
271663 | HILLCREST8R | PJM | 222 | 138 | 1273
271666 | VETERANS B | PJM | 222 | 138 | 1273
271667 | VETERANS R | PJM | 222 | 138 | 1273
271668 | VETERANS BT | PJM | 222 | 138 | 1273
271669 | VETERANS RT | PJM | 222 | 138 | 1273
271671 | HOWARD 5R | PJM | 222 | 138 | 1271
271673 | HOWARD 8R | PJM | 222 | 138 | 1271
271674 | HUMBOLT P B | PJM | 222 | 138 | 1270
271675 | HUMBOLT P R | PJM | 222 | 138 | 1270
271676 | HUNTLEY B | PJM | 222 | 138 | 1284
271677 | HUNTLEY R | PJM | 222 | 138 | 1284
271718 | IC AIR RI B | PJM | 222 | 138 | 1270
271719 | IC AIR RI R | PJM | 222 | 138 | 1270
271720 | IC AIR RI G | PJM | 222 | 138 | 1270
271721 | IC AIR RI Y | PJM | 222 | 138 | 1270
271724 | ESS J370 BT | PJM | 222 | 138 | 1273
271725 | ESS J370 RT | PJM | 222 | 138 | 1273
271730 | G385-1 BT | PJM | 222 | 138 | 1282
271778 | ESS A418 BT | PJM | 222 | 138 | 1271
271779 | ESS A418 RT | PJM | 222 | 138 | 1271
271785 | GOOSE LK RT | PJM | 222 | 138 | 1288
271832 | KENSINGTNBT | PJM | 222 | 138 | 1273
271844 | KICKAPOO B | PJM | 222 | 138 | 1273 |  |  |  | 41.2698 | -88.707
271876 | LK BLUFF B | PJM | 222 | 138 | 1271
271877 | LK BLUFF R | PJM | 222 | 138 | 1271
271900 | LANDMEIR B | PJM | 222 | 138 | 1271
271901 | LANDMEIR R | PJM | 222 | 138 | 1271
271902 | LANSING B | PJM | 222 | 138 | 1282
271903 | LANSING R | PJM | 222 | 138 | 1282
271904 | LASALLE B | PJM | 222 | 138 | 1270
271905 | LASALLE R | PJM | 222 | 138 | 1270
271906 | LASALLE G | PJM | 222 | 138 | 1270
271907 | LASALLE Y | PJM | 222 | 138 | 1270
271974 | MARENGO BT | PJM | 222 | 138 | 1284
271975 | MARENGO RT | PJM | 222 | 138 | 1284
271977 | MARSEILLE T | PJM | 222 | 138 | 1273 |  |  |  | 41.2868 | -88.6629
271978 | MARYLAND B | PJM | 222 | 138 | 1272
271996 | MEDICAL C B | PJM | 222 | 138 | 1270
271997 | MEDICAL C R | PJM | 222 | 138 | 1270
271999 | MENDOTA | PJM | 222 | 138 | 1272
272004 | ESS Z524 4B | PJM | 222 | 138 | 1279
272005 | ESS Z524 3R | PJM | 222 | 138 | 1279
272006 | ESS D799 6B | PJM | 222 | 138 | 1279 |  |  |  | 41.8192 | -87.7568
272007 | ESS D799 5R | PJM | 222 | 138 | 1279 |  |  |  | 41.8192 | -87.7568
272010 | ESS Z524 BT | PJM | 222 | 138 | 1282
272018 | MINOOKA B | PJM | 222 | 138 | 1273
272019 | MINOOKA R | PJM | 222 | 138 | 1273
272020 | MOKENA B | PJM | 222 | 138 | 1273
272021 | MOKENA R | PJM | 222 | 138 | 1273
272034 | MT PROSPE B | PJM | 222 | 138 | 1271
272035 | MT PROSPE R | PJM | 222 | 138 | 1271
272075 | ESS W600 R | PJM | 222 | 138 | 1284
272077 | ESS W600 0T | PJM | 222 | 138 | 1284
272078 | ESS W601 BT | PJM | 222 | 138 | 1284
272079 | ESS W601 RT | PJM | 222 | 138 | 1284
272084 | ESS W603 BT | PJM | 222 | 138 | 1285
272085 | ESS W603 RT | PJM | 222 | 138 | 1285
272086 | ESS W603 B | PJM | 222 | 138 | 1285
272087 | ESS W603 R | PJM | 222 | 138 | 1285
272089 | ESS W604 R | PJM | 222 | 138 | 1285
272104 | NILES BT | PJM | 222 | 138 | 1271
272105 | NILES RT | PJM | 222 | 138 | 1271
272106 | ESS J307 B | PJM | 222 | 138 | 1285
272107 | ESS J307 R | PJM | 222 | 138 | 1285
272108 | NORDIC B | PJM | 222 | 138 | 1271
272109 | NORDIC R | PJM | 222 | 138 | 1271
272110 | NORMANDY B | PJM | 222 | 138 | 1287 |  |  |  | 41.5608 | -89.7072
272111 | NORMANDY R | PJM | 222 | 138 | 1287 |  |  |  | 41.5608 | -89.7072
272113 | NORRIDGE R | PJM | 222 | 138 | 1281
272124 | ESS J339 B | PJM | 222 | 138 | 1288
272125 | ESS J339 R | PJM | 222 | 138 | 1288
272142 | ESS K31914T | PJM | 222 | 138 | 1288
272184 | OAK PARK B | PJM | 222 | 138 | 1281 |  |  |  | 41.8927 | -87.8275
272194 | ONTARIO B | PJM | 222 | 138 | 1270
272195 | ONTARIO R | PJM | 222 | 138 | 1270
272196 | ONTARIO G | PJM | 222 | 138 | 1270
272197 | ONTARIO Y | PJM | 222 | 138 | 1270
272200 | ORLAND PK B | PJM | 222 | 138 | 1273
272201 | ORLAND PK R | PJM | 222 | 138 | 1273
272202 | OSWEGO B | PJM | 222 | 138 | 1284
272203 | OSWEGO R | PJM | 222 | 138 | 1284
272236 | PALOS TWP B | PJM | 222 | 138 | 1273
272237 | PALOS TWP R | PJM | 222 | 138 | 1273
272238 | PK FOREST B | PJM | 222 | 138 | 1273
272239 | PK FOREST R | PJM | 222 | 138 | 1273
272240 | PECATONIC B | PJM | 222 | 138 | 1272
272244 | PIERPONT B | PJM | 222 | 138 | 1272
272245 | PIERPONT R | PJM | 222 | 138 | 1272
272246 | PIERPONT BT | PJM | 222 | 138 | 1272
272247 | PIERPONT RT | PJM | 222 | 138 | 1272
272262 | POPLAR CR B | PJM | 222 | 138 | 1271
272263 | POPLAR CR R | PJM | 222 | 138 | 1271
272264 | PORTAGE P1B | PJM | 222 | 138 | 1281
272265 | PORTAGE P2R | PJM | 222 | 138 | 1281
272266 | PORTAGE P3B | PJM | 222 | 138 | 1281
272267 | PORTAGE P4R | PJM | 222 | 138 | 1281
272269 | POWERTON | PJM | 222 | 138 | 1273
272274 | P HTS 217 B | PJM | 222 | 138 | 1271
272275 | P HTS 217 R | PJM | 222 | 138 | 1271
272322 | QUARRY G | PJM | 222 | 138 | 1270
272323 | QUARRY Y | PJM | 222 | 138 | 1270
272326 | ESS Y7642 B | PJM | 222 | 138 | 1283
272327 | ESS Y7642 R | PJM | 222 | 138 | 1283
272358 | ROBERTS R B | PJM | 222 | 138 | 1273
272359 | ROBERTS R R | PJM | 222 | 138 | 1273
272362 | ESS H445 3B | PJM | 222 | 138 | 1286
272368 | ROCKDALE B | PJM | 222 | 138 | 1273
272369 | ROCKDALE R | PJM | 222 | 138 | 1273
272370 | ROCKWELL B | PJM | 222 | 138 | 1270
272371 | ROCKWELL R | PJM | 222 | 138 | 1270
272374 | ROMEOVILL B | PJM | 222 | 138 | 1285
272375 | ROMEOVILL R | PJM | 222 | 138 | 1285
272378 | ROSCOE BEBT | PJM | 222 | 138 | 1272
272379 | ROSCOE BERT | PJM | 222 | 138 | 1272
272380 | ROSE HILL4B | PJM | 222 | 138 | 1281
272381 | ROSE HILL5R | PJM | 222 | 138 | 1281
272382 | ROSE HILL8B | PJM | 222 | 138 | 1281 |  |  |  | 42.008 | -87.6815
272383 | ROSE HILL7R | PJM | 222 | 138 | 1281 |  |  |  | 42.008 | -87.6815
272384 | ROSE HILLBT | PJM | 222 | 138 | 1281 |  |  |  | 42.008 | -87.6815
272385 | ROSE HILLRT | PJM | 222 | 138 | 1281 |  |  |  | 42.008 | -87.6815
272388 | RL BEACH B | PJM | 222 | 138 | 1271
272389 | RL BEACH R | PJM | 222 | 138 | 1271
272436 | SAND PARK1B | PJM | 222 | 138 | 1272
272437 | SAND PARK3B | PJM | 222 | 138 | 1272
272438 | SAND PARKBT | PJM | 222 | 138 | 1272
272439 | SAND PARKRT | PJM | 222 | 138 | 1272
272440 | SAND RIDG B | PJM | 222 | 138 | 1282
272441 | SAND RIDG R | PJM | 222 | 138 | 1282
272442 | RUTLAND B | PJM | 222 | 138 | 1284
272443 | RUTLAND R | PJM | 222 | 138 | 1284
272452 | SAYRE B | PJM | 222 | 138 | 1273
272453 | SAYRE R | PJM | 222 | 138 | 1273
272458 | SEARS B | PJM | 222 | 138 | 1270
272459 | SEARS R | PJM | 222 | 138 | 1270
272460 | SEARS G | PJM | 222 | 138 | 1270
272461 | SEARS Y | PJM | 222 | 138 | 1270
272463 | SHOREWOOD R | PJM | 222 | 138 | 1273
272466 | SKOKIE 850T | PJM | 222 | 138 | 1271
272467 | SKOKIE 856T | PJM | 222 | 138 | 1271
272470 | SKOKIE 859T | PJM | 222 | 138 | 1271
272471 | SKOKIE 853T | PJM | 222 | 138 | 1271
272476 | SKOKIE 85 B | PJM | 222 | 138 | 1271
272491 | S PECATON R | PJM | 222 | 138 | 1272
272500 | STATE B | PJM | 222 | 138 | 1270
272501 | STATE R | PJM | 222 | 138 | 1270
272505 | SCHAUFF R R | PJM | 222 | 138 | 1287 |  |  |  | 41.6216 | -89.6136
272508 | STERLING B | PJM | 222 | 138 | 1272
272512 | ESS H71 BT | PJM | 222 | 138 | 1272
272516 | STEWARD B | PJM | 222 | 138 | 1272
272521 | STREATOR | PJM | 222 | 138 | 1273
272522 | SUGAR GRV B | PJM | 222 | 138 | 1272
272523 | SUGAR GRV R | PJM | 222 | 138 | 1272
272530 | NORMANTWN B | PJM | 222 | 138 | 1285
272590 | ESS J307 BT | PJM | 222 | 138 | 1285
272591 | ESS J307 RT | PJM | 222 | 138 | 1285
272594 | TINLEY PKBT | PJM | 222 | 138 | 1273
272595 | TINLEY PKRT | PJM | 222 | 138 | 1273
272598 | ESS B427 1T | PJM | 222 | 138 | 1272
272599 | ESS B427 4T | PJM | 222 | 138 | 1272
272607 | TOULON R | PJM | 222 | 138 | 1273
272609 | ESS Z100 R | PJM | 222 | 138 | 1279
272650 | UNIVERSIT B | PJM | 222 | 138 | 1270 |  |  |  | 41.4506 | -87.7349
272742 | WEBER RD B | PJM | 222 | 138 | 1273
272743 | WEBER RD R | PJM | 222 | 138 | 1273
272745 | WILL CNTYRT | PJM | 222 | 138 | 1273
272756 | W DEKALB 3T | PJM | 222 | 138 | 1272
272759 | W DEKALB 4R | PJM | 222 | 138 | 1272
272761 | W DEKALB 7R | PJM | 222 | 138 | 1272
272778 | WHEELING B | PJM | 222 | 138 | 1271
272779 | WHEELING R | PJM | 222 | 138 | 1271
272784 | WILL CNTYBT | PJM | 222 | 138 | 1285
272786 | WILLOW SP B | PJM | 222 | 138 | 1285
272789 | WILMINGTO | PJM | 222 | 138 | 1273
272790 | WILSON RD B | PJM | 222 | 138 | 1271
272791 | WILSON RD R | PJM | 222 | 138 | 1271
272792 | ESS C434 B | PJM | 222 | 138 | 1283
272793 | ESS C434 R | PJM | 222 | 138 | 1283
272796 | WOODHILL B | PJM | 222 | 138 | 1273
272797 | WOODHILL R | PJM | 222 | 138 | 1273
272798 | WOODRIDGE B | PJM | 222 | 138 | 1285
272799 | WOODRIDGE R | PJM | 222 | 138 | 1285
272803 | W PLANO R | PJM | 222 | 138 | 1284
272854 | YORK BT | PJM | 222 | 138 | 1285
272855 | YORK RT | PJM | 222 | 138 | 1285
272896 | ZION TDC | PJM | 222 | 138 | 1271 |  |  |  | 42.4451 | -87.8087
272950 | 15 STREET | PJM | 222 | 69 | 1272
272951 | 15 STREET1T | PJM | 222 | 69 | 1272
272961 | BERWYN 1B | PJM | 222 | 69 | 1270
272962 | BERWYN 2R | PJM | 222 | 69 | 1270
272963 | BERWYN 3R | PJM | 222 | 69 | 1270
272971 | CICERO 4B | PJM | 222 | 69 | 1270
272972 | CICERO 1B | PJM | 222 | 69 | 1270
272973 | CICERO 2B | PJM | 222 | 69 | 1270
272974 | COLUMBUS 2B | PJM | 222 | 69 | 1270
272975 | COLUMBUS 3R | PJM | 222 | 69 | 1270
272976 | COLUMBUS 4B | PJM | 222 | 69 | 1270
272986 | DEARBORN 9B | PJM | 222 | 69 | 1270
272987 | DEARBORN 7B | PJM | 222 | 69 | 1270
272988 | DEARBORN 5R | PJM | 222 | 69 | 1270
272989 | DEARBORN 2R | PJM | 222 | 69 | 1270
273001 | FOREST PK1B | PJM | 222 | 69 | 1270
273002 | FOREST PK2R | PJM | 222 | 69 | 1270
273003 | FOREST PK3R | PJM | 222 | 69 | 1270
273008 | GUNITE 1B | PJM | 222 | 69 | 1286
273009 | GUNITE 2B | PJM | 222 | 69 | 1286
273014 | HARRISON B | PJM | 222 | 69 | 1272
273015 | HARRISON R | PJM | 222 | 69 | 1272
273016 | HAWTHORN 4B | PJM | 222 | 69 | 1272
273017 | HAWTHORN 3R | PJM | 222 | 69 | 1272
273019 | HAWTHORN 2R | PJM | 222 | 69 | 1272
273031 | JEFFERS X9I | PJM | 222 | 69 | 1270
273041 | JEFFERS X2I | PJM | 222 | 69 | 1270
273042 | JEFFERS X8I | PJM | 222 | 69 | 1270
273045 | JEFFERS X4I | PJM | 222 | 69 | 1270
273080 | PIERPONT | PJM | 222 | 69 | 1272
273081 | PLYMOUTH 1B | PJM | 222 | 69 | 1270
273082 | PLYMOUTH 2B | PJM | 222 | 69 | 1270
273083 | PLYMOUTH 3R | PJM | 222 | 69 | 1270
273084 | PLYMOUTH 4R | PJM | 222 | 69 | 1270
273091 | RIDGELAND1I | PJM | 222 | 69 | 1270
273092 | RIDGELAND4I | PJM | 222 | 69 | 1270
273093 | RIDGELAND2I | PJM | 222 | 69 | 1270
273094 | RIDGELAND3I | PJM | 222 | 69 | 1270
273096 | ROSELAND 5B | PJM | 222 | 69 | 1270
273097 | ROSELAND 3R | PJM | 222 | 69 | 1270
273099 | ROSELAND 4R | PJM | 222 | 69 | 1270
273111 | SAND PARK | PJM | 222 | 69 | 1272
276159 | W4-082 | PJM | 222 | 138 | 1271
276162 | X1-087 | PJM | 222 | 138 | 1272
276164 | X3-005 C | PJM | 222 | 13.2 | 1282
276167 | Z1-106 E2 | PJM | 222 | 34.5 | 1284
276168 | Z1-106 E1 | PJM | 222 | 34.5 | 1284
276169 | Z1-107 E | PJM | 222 | 34.5 | 1273
276173 | Z2-081 | PJM | 222 | 138 | 1273
276591 | L-013 2 | PJM | 222 | 34.5 | 1280
276602 | WESTBROOK C | PJM | 222 | 138 | 1280
276603 | SUBLETTE C | PJM | 222 | 138 | 1280
276617 | W3-134 | PJM | 222 | 34.5 | 1280
276618 | W3-135 | PJM | 222 | 34.5 | 1280
276638 | AB2-191 C | PJM | 222 | 138 | 1272
304012 | 3UWHARRIE LF | DUKE | 340 | 115 | 315
304035 | 3SUTTON115 T | DUKE | 340 | 115 | 315 |  |  |  | 34.2818 | -77.984
304045 | 6WAKE TECH | DUKE | 340 | 230 | 315
304056 | 6IND 304056 | DUKE | 340 | 230 | 315
304058 | 6HOLLY SPRG | DUKE | 340 | 230 | 315
304059 | 6IND 304059 | DUKE | 340 | 230 | 315
304060 | 3MOREHEAD | DUKE | 340 | 115 | 315
304064 | 6ROXB STH TA | DUKE | 340 | 230 | 315
304065 | 6ROXB SOUTH | DUKE | 340 | 230 | 315
304066 | 6FALLS 230 | DUKE | 340 | 230 | 315
304067 | 6MAYO230SUSS | DUKE | 340 | 230 | 315
304068 | 6ROX BOWMAN | DUKE | 340 | 230 | 315
304069 | 6MAYO230SU | DUKE | 340 | 230 | 315
304073 | 6RAL BL RIDG | DUKE | 340 | 230 | 315
304075 | 6BAHAMA | DUKE | 340 | 230 | 315
304076 | 6RAL LEESV R | DUKE | 340 | 230 | 315
304077 | 6RAL SIXFORK | DUKE | 340 | 230 | 315
304078 | 6LEE WOOD VA | DUKE | 340 | 230 | 315
304079 | 6OXFRD SO TA | DUKE | 340 | 230 | 315
304080 | 6OXFORD SOUT | DUKE | 340 | 230 | 315
304081 | 6CASTALIA | DUKE | 340 | 230 | 315
304082 | 6IND 304082 | DUKE | 340 | 230 | 315
304083 | 6RAL HONEYCU | DUKE | 340 | 230 | 315
304084 | 3IND 304084 | DUKE | 340 | 115 | 315
304085 | 6OXFRD NO TA | DUKE | 340 | 230 | 315
304086 | 6OXFORD NORT | DUKE | 340 | 230 | 315
304087 | 6HENDER EAST | DUKE | 340 | 230 | 315
304091 | 6RAL BRIER C | DUKE | 340 | 230 | 315
304092 | 3ROXBOR 115T | DUKE | 340 | 115 | 315
304094 | 6YANCY TAP | DUKE | 340 | 230 | 315
304095 | 6YANCYVILLE | DUKE | 340 | 230 | 315
304096 | 3YOUNGSVILLE | DUKE | 340 | 115 | 315
304099 | 3WARREN TAP | DUKE | 340 | 115 | 315
304100 | 3HEND NTH TA | DUKE | 340 | 115 | 315
304101 | 3HENDER NORT | DUKE | 340 | 115 | 315
304102 | 3GW KING TAP | DUKE | 340 | 115 | 315
304105 | 3FRANKLIN T | DUKE | 340 | 115 | 315
304108 | 3LOUISBURG | DUKE | 340 | 115 | 315
304109 | 3STALLING XR | DUKE | 340 | 115 | 315
304110 | 3SPRING HOPE | DUKE | 340 | 115 | 315
304111 | 6IND 304111 | DUKE | 340 | 230 | 315
304112 | 6IND 304112 | DUKE | 340 | 230 | 315
304115 | 6CARY TRENTO | DUKE | 340 | 230 | 315
304116 | 3NASHVILLE | DUKE | 340 | 115 | 315
304118 | 6RAL DU AIRP | DUKE | 340 | 230 | 315
304121 | 6CARY SUB | DUKE | 340 | 230 | 315
304122 | 6CARY REG TT | DUKE | 340 | 230 | 315
304123 | 3IND 304123 | DUKE | 340 | 115 | 315
304125 | 6CARALEIGH | DUKE | 340 | 230 | 315
304126 | 6MORRISVILLE | DUKE | 340 | 230 | 315
304127 | 3SPRINGHOPET | DUKE | 340 | 115 | 315
304129 | 6OAKDALE TAP | DUKE | 340 | 230 | 315
304130 | 6RAL EAST ST | DUKE | 340 | 230 | 315
304131 | 6RAL WORTHDA | DUKE | 340 | 230 | 315
304132 | 3RAL SOUTH | DUKE | 340 | 115 | 315
304133 | 6FUQUAY BELL | DUKE | 340 | 230 | 315
304134 | 3MONCURE | DUKE | 340 | 115 | 315
304135 | 6RAL OAKDALE | DUKE | 340 | 230 | 315
304136 | 6CARY PINEY | DUKE | 340 | 230 | 315
304138 | 3LAKESTONE | DUKE | 340 | 115 | 315
304139 | 6IND 304139 | DUKE | 340 | 230 | 315
304140 | 6GARNER PANT | DUKE | 340 | 230 | 315
304142 | 3RAL ATL AVE | DUKE | 340 | 115 | 315
304143 | 3IND 304143 | DUKE | 340 | 115 | 315
304144 | 3IND 304144 | DUKE | 340 | 115 | 315
304145 | 3NEUSE | DUKE | 340 | 115 | 315
304146 | 3RAL NRTHSID | DUKE | 340 | 115 | 315
304147 | 3RAL TIMBERL | DUKE | 340 | 115 | 315
304148 | 3RALEIGH T | DUKE | 340 | 115 | 315
304149 | 3MORDECAI T | DUKE | 340 | 115 | 315
304151 | 6GARNER W OA | DUKE | 340 | 230 | 315
304152 | 3GARNER1 | DUKE | 340 | 115 | 315
304153 | 3GARNER TRYO | DUKE | 340 | 115 | 315
304154 | 6ROLESVILLE | DUKE | 340 | 230 | 315
304155 | 3CHESTHILLST | DUKE | 340 | 115 | 315
304157 | 6RAL HOMESTE | DUKE | 340 | 230 | 315
304158 | 3IND 304158 | DUKE | 340 | 115 | 315
304160 | 6PINE LAKE | DUKE | 340 | 230 | 315 |  |  |  | 35.8599 | -78.5711
304161 | 6RAL FOXCROF | DUKE | 340 | 230 | 315
304164 | 3KNIGHTDALE | DUKE | 340 | 115 | 315
304165 | 3ZEBULON SU | DUKE | 340 | 115 | 315
304167 | 6APEX POD5 | DUKE | 340 | 230 | 315
304168 | 3RAL YONKERS | DUKE | 340 | 115 | 315
304170 | 3CLAYTON1 | DUKE | 340 | 115 | 315
304171 | 6AMBERLY | DUKE | 340 | 230 | 315
304172 | 3IND 304172 | DUKE | 340 | 115 | 315
304173 | 6CARY TRIANG | DUKE | 340 | 230 | 315
304174 | 3IND 304174 | DUKE | 340 | 115 | 315
304175 | 3SMITHF TAP | DUKE | 340 | 115 | 315
304176 | 3PA-SMTHFLD1 | DUKE | 340 | 115 | 315
304178 | 6AUBURN | DUKE | 340 | 230 | 315
304179 | 6WILSON MILL | DUKE | 340 | 230 | 315
304180 | 6GREEN LEVEL | DUKE | 340 | 230 | 315
304181 | 3RAL HARRING | DUKE | 340 | 115 | 315
304186 | 6EDMONDSON | DUKE | 340 | 230 | 315
304187 | 6PA-SMTHFLD2 | DUKE | 340 | 230 | 315
304188 | 6PA-SELMA | DUKE | 340 | 230 | 315
304191 | 6WENDELL | DUKE | 340 | 230 | 315
304193 | 6FOUR OAKS | DUKE | 340 | 230 | 315
304194 | 6BENSON | DUKE | 340 | 230 | 315
304195 | 6IND 304195 | DUKE | 340 | 230 | 315
304197 | 6DUNN | DUKE | 340 | 230 | 315
304198 | 6BAILEY | DUKE | 340 | 230 | 315
304199 | 6ARCH LODGE | DUKE | 340 | 230 | 315
304203 | 6BAILEY TAP | DUKE | 340 | 230 | 315
304204 | 6DUNCAN | DUKE | 340 | 230 | 315
304206 | 3IND 304206 | DUKE | 340 | 115 | 315
304207 | 6NEWTON GROV | DUKE | 340 | 230 | 315
304210 | 6APEX POD4 | DUKE | 340 | 230 | 315
304211 | 6APEX | DUKE | 340 | 230 | 315
304212 | 6NEW HILL | DUKE | 340 | 230 | 315
304213 | 6FUQUAY | DUKE | 340 | 230 | 315
304214 | 6ANGIER | DUKE | 340 | 230 | 315
304215 | 6BUIES CREEK | DUKE | 340 | 230 | 315
304216 | 6GARNER I40 | DUKE | 340 | 230 | 315
304217 | 6IND 304217 | DUKE | 340 | 230 | 315
304218 | 6NEWTONGR TA | DUKE | 340 | 230 | 315
304219 | 3W-SHARPB | DUKE | 340 | 115 | 315
304220 | 3LILLINGTON | DUKE | 340 | 115 | 315
304224 | 3PA-WRE-T | DUKE | 340 | 115 | 315
304226 | 6PA-RMOUNT#4 | DUKE | 340 | 230 | 315
304227 | 3ELM CITY | DUKE | 340 | 115 | 315
304231 | 3GOLD CTY TA | DUKE | 340 | 115 | 315
304232 | 3PA-W-1-TAP | DUKE | 340 | 115 | 315
304233 | 3GOLDSB CITY | DUKE | 340 | 115 | 315
304234 | 3PA-W-4&7 | DUKE | 340 | 115 | 315
304236 | 3PA-W-2&3 | DUKE | 340 | 115 | 315
304239 | 6IND 304239 | DUKE | 340 | 230 | 315
304240 | 3FREMONT | DUKE | 340 | 115 | 315
304241 | 3IND 304241 | DUKE | 340 | 115 | 315
304242 | 3PA-W1-1 | DUKE | 340 | 115 | 315
304243 | 3PA-W-6 | DUKE | 340 | 115 | 315
304244 | 3PA-W-5 | DUKE | 340 | 115 | 315
304245 | 3PA-W-RW | DUKE | 340 | 115 | 315
304246 | 6PA-W12 WEC | DUKE | 340 | 230 | 315
304247 | 6IND 304247 | DUKE | 340 | 230 | 315
304248 | 6IND 304248 | DUKE | 340 | 230 | 315
304249 | 6IND 304249 | DUKE | 340 | 230 | 315
304250 | 3ROSEWOOD | DUKE | 340 | 115 | 315
304252 | 3PRINCETON | DUKE | 340 | 115 | 315
304253 | 3GOLD HEM TA | DUKE | 340 | 115 | 315
304254 | 3GOLD HEM SU | DUKE | 340 | 115 | 315
304256 | 3CLINT FERRE | DUKE | 340 | 115 | 315
304257 | 6IND 304257 | DUKE | 340 | 230 | 315
304258 | 3CLINTON NTH | DUKE | 340 | 115 | 315
304259 | 6CLV MAT TAP | DUKE | 340 | 230 | 315
304264 | 3IND 304264 | DUKE | 340 | 115 | 315
304265 | 6CLV MAT SUB | DUKE | 340 | 230 | 315
304266 | 3IND 304266 | DUKE | 340 | 115 | 315
304267 | 6GRANTHAM | DUKE | 340 | 230 | 315
304269 | 3MT OLV SUB | DUKE | 340 | 115 | 315
304270 | 3MT OLV WEST | DUKE | 340 | 115 | 315
304271 | 3FRNDSHIP TA | DUKE | 340 | 115 | 315
304275 | 3IND 304275 | DUKE | 340 | 115 | 315
304276 | 6KNIGHT HODG | DUKE | 340 | 230 | 315
304277 | 3IND 304277 | DUKE | 340 | 115 | 315
304280 | 3BEULAVILLE | DUKE | 340 | 115 | 315
304281 | 3BELFAST | DUKE | 340 | 115 | 315
304282 | 3GOLDSB LANG | DUKE | 340 | 115 | 315
304283 | 3NEW HOPE1 | DUKE | 340 | 115 | 315
304284 | 3IND 304284 | DUKE | 340 | 115 | 315
304285 | 3SEYMOUR JOH | DUKE | 340 | 115 | 315
304288 | 3LAGRANGE | DUKE | 340 | 115 | 315
304290 | 3IND 304290 | DUKE | 340 | 115 | 315
304294 | 3BISCOE SUB | DUKE | 340 | 115 | 315
304295 | 3IND 304295 | DUKE | 340 | 115 | 315
304296 | 3CANDOR TAP | DUKE | 340 | 115 | 315
304297 | 6JONESBORO1 | DUKE | 340 | 230 | 315
304299 | 6SILERCITY64 | DUKE | 340 | 230 | 315
304301 | 3TROY1 | DUKE | 340 | 115 | 315
304303 | 3SEAGROVE | DUKE | 340 | 115 | 315
304305 | 6LINDEN SUB | DUKE | 340 | 230 | 315
304306 | 3CANDOR | DUKE | 340 | 115 | 315
304307 | 3IND 304307 | DUKE | 340 | 115 | 315
304308 | 3IND 304308 | DUKE | 340 | 115 | 315
304314 | 3ASHEBO W SU | DUKE | 340 | 115 | 315
304315 | 2IND 304315 | DUKE | 340 | 69 | 315
304318 | 3IND 304318 | DUKE | 340 | 115 | 315
304321 | 3IND 304321 | DUKE | 340 | 115 | 315
304323 | 3RAMSEUR TAP | DUKE | 340 | 115 | 315
304326 | 3LIBERTY1 | DUKE | 340 | 115 | 315
304327 | 6ELLERBE | DUKE | 340 | 230 | 315
304330 | 2IND 304330 | DUKE | 340 | 69 | 315
304334 | 6BYNUM | DUKE | 340 | 230 | 315
304335 | 3SILER CITY | DUKE | 340 | 115 | 315
304336 | 6WADSBORTAP2 | DUKE | 340 | 230 | 315
304337 | 6BYNUM TAP | DUKE | 340 | 230 | 315
304338 | 6CHERAW TAP1 | DUKE | 340 | 230 | 315 |  |  |  | 34.6801 | -79.8862
304341 | 3MTGILEAD | DUKE | 340 | 115 | 315
304345 | 3ROCKHAM WES | DUKE | 340 | 115 | 315
304347 | 6ROCKHAM ABE | DUKE | 340 | 230 | 315 |  |  |  | 36.3297 | -79.8297
304351 | 3IND 304351 | DUKE | 340 | 115 | 315
304352 | 3IND 304352 | DUKE | 340 | 115 | 315
304354 | 6IND 304354 | DUKE | 340 | 230 | 315
304355 | 6HAMLET | DUKE | 340 | 230 | 315 |  |  |  | 34.842 | -79.736
304356 | 6HOPEMILLROC | DUKE | 340 | 230 | 315
304358 | 6WADESBOW TA | DUKE | 340 | 230 | 315
304359 | 6WADESBOW SU | DUKE | 340 | 230 | 315
304364 | 3ABERDEEN | DUKE | 340 | 115 | 315
304365 | 3SO PINES CP | DUKE | 340 | 115 | 315
304366 | 3PINEHURST | DUKE | 340 | 115 | 315
304367 | 3LAKEVIEW1 | DUKE | 340 | 115 | 315
304368 | 6DEEP RVR TA | DUKE | 340 | 230 | 315
304371 | 3CARTHAGE | DUKE | 340 | 115 | 315
304373 | 6SAN GARD TA | DUKE | 340 | 230 | 315
304374 | 6SANF GARDEN | DUKE | 340 | 230 | 315
304376 | 6SANF DP RVR | DUKE | 340 | 230 | 315
304380 | 6FT BRAG KNO | DUKE | 340 | 230 | 315
304383 | 6LONG ST TAP | DUKE | 340 | 230 | 315
304384 | 6FT BRAG LON | DUKE | 340 | 230 | 315
304388 | 6FAY REILY R | DUKE | 340 | 230 | 315
304393 | 3FAY SLOCOMB | DUKE | 340 | 115 | 315
304394 | 6FT BRAGG 3R | DUKE | 340 | 230 | 315
304395 | 6SPRING LAKE | DUKE | 340 | 230 | 315
304400 | 8RICH REACTO | DUKE | 340 | 500 | 315
304403 | 3HOPEMILLCHU | DUKE | 340 | 115 | 315
304406 | 3ST PAULS | DUKE | 340 | 115 | 315
304408 | 3BEARD | DUKE | 340 | 115 | 315
304410 | 3GODWIN | DUKE | 340 | 115 | 315
304412 | 3IND 304412 | DUKE | 340 | 115 | 315
304413 | 3RAEFORD NOR | DUKE | 340 | 115 | 315
304416 | 3IND 304416 | DUKE | 340 | 115 | 315
304417 | 6MCCOLL TAP | DUKE | 340 | 230 | 315
304418 | 6MCCOLL SUB | DUKE | 340 | 230 | 315
304419 | 3IND 304419 | DUKE | 340 | 115 | 315
304420 | 3IND 304420 | DUKE | 340 | 115 | 315
304422 | 6LAURINBGCIT | DUKE | 340 | 230 | 315
304423 | 6LAUREL HILL | DUKE | 340 | 230 | 315
304426 | 3IND 304426 | DUKE | 340 | 115 | 315
304428 | 6LAURNBCITY2 | DUKE | 340 | 230 | 315
304429 | 3RED SPR TAP | DUKE | 340 | 115 | 315
304431 | 3SHANNON1 | DUKE | 340 | 115 | 315
304432 | 3PA-LUMB#2 | DUKE | 340 | 115 | 315
304433 | 3IND 304433 | DUKE | 340 | 115 | 315
304435 | 3MAXTON | DUKE | 340 | 115 | 315
304436 | 3PEMBROKE1 | DUKE | 340 | 115 | 315
304437 | 3IND 304437 | DUKE | 340 | 115 | 315
304438 | 3IND 304438 | DUKE | 340 | 115 | 315
304439 | 3PA-LUMB#4 | DUKE | 340 | 115 | 315
304440 | 3IND 304440 | DUKE | 340 | 115 | 315
304441 | 3IND 304441 | DUKE | 340 | 115 | 315
304442 | 3IND 304442 | DUKE | 340 | 115 | 315
304443 | 6ROWLAND SUB | DUKE | 340 | 230 | 315
304444 | 6ROWLAND TAP | DUKE | 340 | 230 | 315
304447 | 3FAIRMONT TA | DUKE | 340 | 115 | 315
304448 | 3FAIRMONT SU | DUKE | 340 | 115 | 315
304450 | 6PA-LUMB#3 | DUKE | 340 | 230 | 315
304451 | 6GREENVILE T | DUKE | 340 | 230 | 315
304452 | 6GREENVILE W | DUKE | 340 | 230 | 315
304453 | 6GREENVILE S | DUKE | 340 | 230 | 315 |  |  |  | 35.6255 | -77.3655
304455 | 6IND 304455 | DUKE | 340 | 230 | 315
304456 | 6IND 304456 | DUKE | 340 | 230 | 315
304460 | 3PA-NBLFRDTA | DUKE | 340 | 115 | 315
304461 | 3PA-NBLWFMRD | DUKE | 340 | 115 | 315
304462 | 6BAYBORO | DUKE | 340 | 230 | 315
304463 | 6NEW BERN WE | DUKE | 340 | 230 | 315 |  |  |  | 35.1413 | -77.1234
304464 | 3BRIDGETON | DUKE | 340 | 115 | 315
304468 | 3IND 304468 | DUKE | 340 | 115 | 315
304469 | 3PA-NBCITY#2 | DUKE | 340 | 115 | 315
304470 | 3PA-NBCITY1& | DUKE | 340 | 115 | 315
304471 | 6CC WD EN TA | DUKE | 340 | 230 | 315
304472 | 6CC WD EN SU | DUKE | 340 | 230 | 315
304475 | 3IND 304475 | DUKE | 340 | 115 | 315
304476 | 3IND 304476 | DUKE | 340 | 115 | 315
304477 | 3IND 304477 | DUKE | 340 | 115 | 315
304478 | 3IND 304478 | DUKE | 340 | 115 | 315
304479 | 3IND 304479 | DUKE | 340 | 115 | 315
304482 | 6PA-CLAYNSID | DUKE | 340 | 230 | 315
304486 | 3CHERRY PT1 | DUKE | 340 | 115 | 315
304490 | 3VANCE TAP | DUKE | 340 | 115 | 315
304491 | 3NEWPORT | DUKE | 340 | 115 | 315
304492 | 3VANCEWESTCR | DUKE | 340 | 115 | 315
304494 | 3BEAUFORT | DUKE | 340 | 115 | 315
304495 | 3NORTH RIVER | DUKE | 340 | 115 | 315
304496 | 3MORWW 115/2 | DUKE | 340 | 115 | 315
304501 | 6SCOTTS HILL | DUKE | 340 | 230 | 315
304502 | 3IND 304502 | DUKE | 340 | 115 | 315
304503 | 6WARSAW TAP | DUKE | 340 | 230 | 315
304504 | 6WARSAW 230 | DUKE | 340 | 230 | 315
304506 | 6DOVER | DUKE | 340 | 230 | 315
304509 | 3PA-KIN FALL | DUKE | 340 | 115 | 315
304513 | 3BURGAW SUB | DUKE | 340 | 115 | 315
304514 | 3IND 304514 | DUKE | 340 | 115 | 315
304516 | 6IND 304516 | DUKE | 340 | 230 | 315
304521 | 6CATHERN LAK | DUKE | 340 | 230 | 315
304522 | 3JACKSON NWD | DUKE | 340 | 115 | 315
304526 | 3JACKSONCTYT | DUKE | 340 | 115 | 315
304527 | 6SWANSBORO | DUKE | 340 | 230 | 315
304528 | 6RHEMS | DUKE | 340 | 230 | 315
304530 | 3JAXBLUECRK | DUKE | 340 | 115 | 315
304532 | 3VISTA | DUKE | 340 | 115 | 315
304533 | 3IND 304533 | DUKE | 340 | 115 | 315
304535 | 6LEJEUNE TAP | DUKE | 340 | 230 | 315
304538 | 6LEJEUNE#1 | DUKE | 340 | 230 | 315
304539 | 6LEJEUNE#3 F | DUKE | 340 | 230 | 315
304540 | 6GEIGER TAP | DUKE | 340 | 230 | 315
304541 | 6GEIGER SUB | DUKE | 340 | 230 | 315
304544 | 3HOLLY RIDGE | DUKE | 340 | 115 | 315
304546 | 6NEWPORT_TT | DUKE | 340 | 230 | 315
304549 | 6TOPSAIL SUB | DUKE | 340 | 230 | 315
304552 | 6WILM EAST | DUKE | 340 | 230 | 315
304553 | 6WILM N&O SU | DUKE | 340 | 230 | 315
304554 | 6WILM N&O TA | DUKE | 340 | 230 | 315
304555 | 3IND 304555 | DUKE | 340 | 115 | 315
304556 | 6TOPSAIL TAP | DUKE | 340 | 230 | 315
304557 | 3IND 304557 | DUKE | 340 | 115 | 315 |  |  |  | 34.4414 | -77.8762
304560 | 3IND 304560 | DUKE | 340 | 115 | 315 |  |  |  | 34.4414 | -77.8762
304561 | 3IND 304561 | DUKE | 340 | 115 | 315
304564 | 6SCOTT TAP | DUKE | 340 | 230 | 315
304565 | 3EAGLE ISLAN | DUKE | 340 | 115 | 315
304566 | 3IND 304566 | DUKE | 340 | 115 | 315
304567 | 3LELAND1 | DUKE | 340 | 115 | 315
304569 | 3IND 304569 | DUKE | 340 | 115 | 315
304570 | 3CLARKTON | DUKE | 340 | 115 | 315
304571 | 3ELIZTOWN TA | DUKE | 340 | 115 | 315
304572 | 3ELIZTOWN SU | DUKE | 340 | 115 | 315
304573 | 3ETOWN CG TA | DUKE | 340 | 115 | 315
304574 | 3BLADENBORO | DUKE | 340 | 115 | 315
304575 | 3LAKE WACCA | DUKE | 340 | 115 | 315
304576 | 3IND 304576 | DUKE | 340 | 115 | 315
304577 | 6MURRAYVILLE | DUKE | 340 | 230 | 315
304578 | 3COG E-TOWN | DUKE | 340 | 115 | 315
304580 | 3WHITEVIL TA | DUKE | 340 | 115 | 315
304585 | 3IND 304585 | DUKE | 340 | 115 | 315
304586 | 3IND 304586 | DUKE | 340 | 115 | 315
304588 | 3CHADBN TAP | DUKE | 340 | 115 | 315
304589 | 3CHADBORN | DUKE | 340 | 115 | 315
304590 | 3TABOR TAP | DUKE | 340 | 115 | 315
304593 | 3IND 304593 | DUKE | 340 | 115 | 315
304596 | 3TABOR CITY | DUKE | 340 | 115 | 315
304598 | 3FAIR BL TAP | DUKE | 340 | 115 | 315
304599 | 3FAIR BLUFF | DUKE | 340 | 115 | 315
304603 | 3COG LUMB SU | DUKE | 340 | 115 | 315
304604 | 3COG LUMB TA | DUKE | 340 | 115 | 315
304605 | 3COG KORN SU | DUKE | 340 | 115 | 315
304608 | 3PA-WAKEFOR3 | DUKE | 340 | 115 | 315
304609 | 3SAMARIA | DUKE | 340 | 115 | 315
304613 | 3FLOR MARBLU | DUKE | 340 | 115 | 315
304617 | 3CAROLINA BC | DUKE | 340 | 115 | 315
304618 | 3WILM SUNSET | DUKE | 340 | 115 | 315
304619 | 6MASONBORO | DUKE | 340 | 230 | 315
304620 | 6WILM WIN PR | DUKE | 340 | 230 | 315
304621 | 6TOWN CRK TT | DUKE | 340 | 230 | 315
304622 | 6WILM OGDEN | DUKE | 340 | 230 | 315
304625 | 6WILM CEDAR | DUKE | 340 | 230 | 315
304626 | 6WRIGHTSVILL | DUKE | 340 | 230 | 315
304627 | 3DELCO | DUKE | 340 | 115 | 315 |  |  |  | 34.3257 | -78.2274
304628 | 3ANDREWS SUB | DUKE | 340 | 115 | 315
304629 | 3NICHOLS | DUKE | 340 | 115 | 315
304630 | 3MULLINS | DUKE | 340 | 115 | 315
304633 | 3IND 304633 | DUKE | 340 | 115 | 315
304634 | 3MAR BYP TAP | DUKE | 340 | 115 | 315
304635 | 3IND 304635 | DUKE | 340 | 115 | 315
304636 | 3BURNETTE TA | DUKE | 340 | 115 | 315
304637 | 3TROY BURN S | DUKE | 340 | 115 | 315
304638 | 6WADSBORTAP1 | DUKE | 340 | 230 | 315 |  |  |  | 34.9038 | -79.7583
304639 | 3IND 304639 | DUKE | 340 | 115 | 315
304640 | 3IND 304640 | DUKE | 340 | 115 | 315
304641 | 3IND 304641 | DUKE | 340 | 115 | 315
304642 | 3IND 304642 | DUKE | 340 | 115 | 315
304643 | 3IND 304643 | DUKE | 340 | 115 | 315
304644 | 3PAMPLICO | DUKE | 340 | 115 | 315
304645 | 3HEMINGWAY | DUKE | 340 | 115 | 315
304646 | 3IND 304646 | DUKE | 340 | 115 | 315
304647 | 3MAR BYPASS | DUKE | 340 | 115 | 315
304648 | 3FLOR BURCHE | DUKE | 340 | 115 | 315
304649 | 3DARL PINEVI | DUKE | 340 | 115 | 315
304650 | 3IND 304650 | DUKE | 340 | 115 | 315
304652 | 6IND 304652 | DUKE | 340 | 230 | 315
304653 | 3DILLON TAP | DUKE | 340 | 115 | 315
304654 | 3DILLON | DUKE | 340 | 115 | 315
304655 | 3FLOR SOUTH | DUKE | 340 | 115 | 315
304656 | 3IND 304656 | DUKE | 340 | 115 | 315
304657 | 3IND 304657 | DUKE | 340 | 115 | 315
304658 | 3IND 304658 | DUKE | 340 | 115 | 315
304660 | 3DARLINGTON | DUKE | 340 | 115 | 315
304661 | 3FLOR MT HOP | DUKE | 340 | 115 | 315
304663 | 6LATTA SS T | DUKE | 340 | 230 | 315
304664 | 6DILLON MAPL | DUKE | 340 | 230 | 315
304665 | 6IND 304665 | DUKE | 340 | 230 | 315
304666 | 6IND 304666 | DUKE | 340 | 230 | 315
304667 | 6FLO CASH TA | DUKE | 340 | 230 | 315
304668 | 6FLOR CASHUA | DUKE | 340 | 230 | 315
304669 | 3DARLING TAP | DUKE | 340 | 115 | 315
304670 | 6FLOR WEST | DUKE | 340 | 230 | 315
304671 | 6FLOR SARDIS | DUKE | 340 | 230 | 315
304672 | 6IND 304672 | DUKE | 340 | 230 | 315
304673 | 6FLOR EBENEZ | DUKE | 340 | 230 | 315
304674 | 6OLANTA | DUKE | 340 | 230 | 315
304675 | 6LAKE CITY | DUKE | 340 | 230 | 315
304676 | 6KINGSTREE N | DUKE | 340 | 230 | 315
304680 | 3MANNING TAP | DUKE | 340 | 115 | 315
304681 | 3MANNING | DUKE | 340 | 115 | 315
304682 | 6DILLONMP TA | DUKE | 340 | 230 | 315
304683 | 6DILLON NTH | DUKE | 340 | 230 | 315
304684 | 6SUMTER ALIC | DUKE | 340 | 230 | 315
304685 | 3IND 304685 | DUKE | 340 | 115 | 315
304687 | 3EASTOVER TA | DUKE | 340 | 115 | 315
304688 | 3IND 304688 | DUKE | 340 | 115 | 315
304689 | 3IND 304689 | DUKE | 340 | 115 | 315
304690 | 3IND 304690 | DUKE | 340 | 115 | 315
304691 | 3IND 304691 | DUKE | 340 | 115 | 315
304692 | 3IND 304692 | DUKE | 340 | 115 | 315
304693 | 3WILM RVR RD | DUKE | 340 | 115 | 315
304695 | 3SHAW AFB SU | DUKE | 340 | 115 | 315
304698 | 6IND 304698 | DUKE | 340 | 230 | 315
304699 | 6SUMMERTN TA | DUKE | 340 | 230 | 315
304701 | 6SUMMERTON | DUKE | 340 | 230 | 315
304702 | 6SUMTER WEDG | DUKE | 340 | 230 | 315
304703 | 6SUMTER NORT | DUKE | 340 | 230 | 315
304704 | 6SOCTYHIL TA | DUKE | 340 | 230 | 315
304705 | 6SOCIETY HIL | DUKE | 340 | 230 | 315
304706 | 6BENNETSVILL | DUKE | 340 | 230 | 315
304708 | 6BENNET SS T | DUKE | 340 | 230 | 315
304709 | 3IND 304709 | DUKE | 340 | 115 | 315
304710 | 3HART 115 TA | DUKE | 340 | 115 | 315
304711 | 6ELLIOTT SUB | DUKE | 340 | 230 | 315
304712 | 6BISHOPVILLE | DUKE | 340 | 230 | 315
304713 | 3JEFFERSN TA | DUKE | 340 | 115 | 315
304714 | 3JEFFERSN SU | DUKE | 340 | 115 | 315
304715 | 3HARTSVILLE | DUKE | 340 | 115 | 315
304716 | 3CAMDEN TAP | DUKE | 340 | 115 | 315
304717 | 3IND 304717 | DUKE | 340 | 115 | 315
304718 | 3CHESTERFLDT | DUKE | 340 | 115 | 315
304719 | 3CHERAW | DUKE | 340 | 115 | 315
304720 | 3PAGELAND | DUKE | 340 | 115 | 315
304721 | 3BETHUNE TAP | DUKE | 340 | 115 | 315
304722 | 3BETHUNE | DUKE | 340 | 115 | 315
304723 | 3CAMDENJCT T | DUKE | 340 | 115 | 315
304724 | 3CAMD DEKALB | DUKE | 340 | 115 | 315
304726 | 3CAMDEN DUST | DUKE | 340 | 115 | 315
304727 | 3ROB-FL TAP | DUKE | 340 | 115 | 315
304728 | 6ELLIOTT TAP | DUKE | 340 | 230 | 315
304729 | 3CAM STEEPLE | DUKE | 340 | 115 | 315
304731 | 3IND 304731 | DUKE | 340 | 115 | 315
304732 | 3ELGIN TAP | DUKE | 340 | 115 | 315
304733 | 3ELGIN | DUKE | 340 | 115 | 315
304735 | 6CHERAW TAP2 | DUKE | 340 | 230 | 315
304736 | 6CHERAW CASH | DUKE | 340 | 230 | 315
304737 | 6CHERAW REID | DUKE | 340 | 230 | 315
304738 | 3IND 304738 | DUKE | 340 | 115 | 315
304739 | 3IND 304739 | DUKE | 340 | 115 | 315
304742 | 3HAZELW TAP | DUKE | 341 | 115 | 316
304743 | 3CANTON115 T | DUKE | 341 | 115 | 316
304745 | 3LAKE JUNALU | DUKE | 341 | 115 | 316
304746 | 3WAYNSVILE 1 | DUKE | 341 | 115 | 316
304748 | 3HAZELWOOD | DUKE | 341 | 115 | 316
304749 | 3WAYNSVILE 2 | DUKE | 341 | 115 | 316
304752 | 3MAGGIE V SU | DUKE | 341 | 115 | 316
304754 | 3MAGGIE V TA | DUKE | 341 | 115 | 316
304758 | 3IND 304758 | DUKE | 341 | 115 | 316
304759 | 3LEICESTER | DUKE | 341 | 115 | 316
304760 | 3CANDLER | DUKE | 341 | 115 | 316
304764 | 3MONTE VISTA | DUKE | 341 | 115 | 316
304766 | 3ELK MOUNTAI | DUKE | 341 | 115 | 316
304767 | 3ASH BENT CR | DUKE | 341 | 115 | 316
304768 | 3BEAVRDM TAP | DUKE | 341 | 115 | 316
304770 | 3BEAVERDAM | DUKE | 341 | 115 | 316
304771 | 3WEAVERVILLE | DUKE | 341 | 115 | 316
304772 | 3BARNARDSVIL | DUKE | 341 | 115 | 316
304775 | 3REEMS CREEK | DUKE | 341 | 115 | 316
304777 | 3IND 304777 | DUKE | 341 | 115 | 316
304779 | 3IND 304779 | DUKE | 341 | 115 | 316
304788 | 3SPRUCE PINE | DUKE | 341 | 115 | 316
304789 | 3EMMA | DUKE | 341 | 115 | 316
304790 | 3VANDERBLT T | DUKE | 341 | 115 | 316
304791 | 3WESTASHEV T | DUKE | 341 | 115 | 316
304792 | 3IND 304792 | DUKE | 341 | 115 | 316
304793 | 3BILTMORE | DUKE | 341 | 115 | 316
304794 | 3ARDEN | DUKE | 341 | 115 | 316
304795 | 3ROCKHILL TA | DUKE | 341 | 115 | 316
304796 | 3REYNOLDS | DUKE | 341 | 115 | 316
304797 | 3MILLS GAP | DUKE | 341 | 115 | 316
304799 | 3AVERY CRK | DUKE | 341 | 115 | 316
304804 | 3SKYLAND1 | DUKE | 341 | 115 | 316
304805 | 3ASH ROCK HI | DUKE | 341 | 115 | 316
304806 | 3OTEEN SS T | DUKE | 341 | 115 | 316
304808 | 3NEWSALEM TA | DUKE | 341 | 115 | 316
304809 | 3NEWSALEM SU | DUKE | 341 | 115 | 316
304815 | 3SWANNANOA | DUKE | 341 | 115 | 316
304816 | 3BLACK MOUNT | DUKE | 341 | 115 | 316
304817 | 3FAIRVIEW1 | DUKE | 341 | 115 | 316
304818 | 3BALDWIN1 | DUKE | 341 | 115 | 316
305001 | 6E1-CHAD PEA | DUKE | 340 | 230 | 315
305002 | 3E1-CHERYGRO | DUKE | 340 | 115 | 315
305003 | 3E1-HALLSBOR | DUKE | 340 | 115 | 315
305004 | 6E1-PROSPECT | DUKE | 340 | 230 | 315
305005 | 6E1-SOUTHPOR | DUKE | 340 | 230 | 315
305007 | 3E1-WILMINTO | DUKE | 340 | 115 | 315
305008 | 3E1-TABOR CT | DUKE | 340 | 115 | 315
305009 | 6E1-DAWSCREE | DUKE | 340 | 230 | 315
305010 | 6E1-BOLIVIA | DUKE | 340 | 230 | 315
305014 | 3E2-CHERRY P | DUKE | 340 | 115 | 315
305015 | 3E2-HARLOWE | DUKE | 340 | 115 | 315
305016 | 3E2-HAVELOCK | DUKE | 340 | 115 | 315
305017 | 3E2-LAUREL R | DUKE | 340 | 115 | 315
305018 | 6E2-MAYSVILL | DUKE | 340 | 230 | 315
305019 | 3E2-NEWPORT | DUKE | 340 | 115 | 315
305020 | 3E2-TEMPLE P | DUKE | 340 | 115 | 315
305021 | 3E2-MOREHEAD | DUKE | 340 | 115 | 315
305024 | 6E3-CNTR CRC | DUKE | 340 | 230 | 315
305027 | 3E3-SILERCIT | DUKE | 340 | 115 | 315
305028 | 6E3-DOCS ROA | DUKE | 340 | 230 | 315
305032 | 6E4-BLIND BR | DUKE | 340 | 230 | 315
305033 | 6E4-KELLY | DUKE | 340 | 230 | 315
305034 | 6E4-POWELL | DUKE | 340 | 230 | 315
305035 | 6E4-TARHELL | DUKE | 340 | 230 | 315
305042 | 3E6-G W KING | DUKE | 340 | 115 | 315
305046 | 6E11-DERBY | DUKE | 340 | 230 | 315 |  |  |  | 34.9038 | -79.7583
305049 | 6E11-N BURNS | DUKE | 340 | 230 | 315
305052 | 3E13-ARBA | DUKE | 340 | 115 | 315
305055 | 3E13-HUGO | DUKE | 340 | 115 | 315
305061 | 3E9-DAWSON | DUKE | 340 | 115 | 315
305062 | 3E9-EAGLE NS | DUKE | 340 | 115 | 315
305063 | 3E9-HUGHBATT | DUKE | 340 | 115 | 315
305064 | 3E9-FOLKSTON | DUKE | 340 | 115 | 315
305065 | 3E9-GUMBRNCH | DUKE | 340 | 115 | 315
305066 | 3E9-HARMON | DUKE | 340 | 115 | 315
305067 | 3E9-JAX EAST | DUKE | 340 | 115 | 315
305069 | 6E9-MEADOW | DUKE | 340 | 230 | 315
305070 | 3E9-MORRIS | DUKE | 340 | 115 | 315
305071 | 3E9-PINEY GR | DUKE | 340 | 115 | 315
305072 | 3E9-PLEASANT | DUKE | 340 | 115 | 315
305073 | 3E9-SOUTHWES | DUKE | 340 | 115 | 315
305074 | 3E9-TOPSAIL | DUKE | 340 | 115 | 315
305075 | 6E9-W ONSLOW | DUKE | 340 | 230 | 315
305076 | 6E9-HORACE | DUKE | 340 | 230 | 315
305077 | 6E9-RAMSEY R | DUKE | 340 | 230 | 315
305078 | 6E9-PINEY GR | DUKE | 340 | 230 | 315
305085 | 6E12-DIXON | DUKE | 340 | 230 | 315
305086 | 3E12-HYCO | DUKE | 340 | 115 | 315
305087 | 3E12-ROXBORO | DUKE | 340 | 115 | 315
305088 | 6E12-RED MNT | DUKE | 340 | 230 | 315
305091 | 3E10-ARABIA | DUKE | 340 | 115 | 315
305092 | 3E10-HOG SWM | DUKE | 340 | 115 | 315
305093 | 3E10-LAURINB | DUKE | 340 | 115 | 315
305094 | 3E10-PEMBROK | DUKE | 340 | 115 | 315
305097 | 3E10-RENNERT | DUKE | 340 | 115 | 315
305098 | 3E10-ROCKFIS | DUKE | 340 | 115 | 315
305099 | 3E10-WESTLUM | DUKE | 340 | 115 | 315
305101 | 3E10-ALLENDL | DUKE | 340 | 115 | 315
305105 | 3E14-ASHBOR | DUKE | 340 | 115 | 315
305106 | 3E14-EASTWOO | DUKE | 340 | 115 | 315
305107 | 3E14-ETHER | DUKE | 340 | 115 | 315
305108 | 3E14-GRAYS C | DUKE | 340 | 115 | 315
305109 | 3E14-LIBERTY | DUKE | 340 | 115 | 315
305110 | 3E14-PARKWOO | DUKE | 340 | 115 | 315
305112 | 3E14-TROY | DUKE | 340 | 115 | 315
305113 | 3E14-ULAH | DUKE | 340 | 115 | 315
305122 | 6E15-BENSON | DUKE | 340 | 230 | 315
305124 | 3E15-BENTVIL | DUKE | 340 | 115 | 315
305126 | 3E15-CLINTON | DUKE | 340 | 115 | 315
305128 | 3E15-EUREKA | DUKE | 340 | 115 | 315
305129 | 3E15-GRAYSCR | DUKE | 340 | 115 | 315
305130 | 3E15-HALLPON | DUKE | 340 | 115 | 315
305131 | 3E15-HARGROV | DUKE | 340 | 115 | 315
305133 | 3E15-STEDMAN | DUKE | 340 | 115 | 315
305135 | 3E15-WADE | DUKE | 340 | 115 | 315
305142 | 6E16-FAIRFEL | DUKE | 340 | 230 | 315
305151 | 3E17-BEULAVI | DUKE | 340 | 115 | 315
305152 | 3E17-DUDLEY | DUKE | 340 | 115 | 315
305153 | 3E17-FALL CR | DUKE | 340 | 115 | 315
305154 | 3E17-FREMONT | DUKE | 340 | 115 | 315
305155 | 3E17-FRIENDS | DUKE | 340 | 115 | 315
305156 | 3E17-GENOA | DUKE | 340 | 115 | 315
305157 | 3E17-GRANTHA | DUKE | 340 | 115 | 315
305159 | 3E17-LAGRANG | DUKE | 340 | 115 | 315
305160 | 3E17-MT OLIV | DUKE | 340 | 115 | 315
305161 | 3E17-PINKHIL | DUKE | 340 | 115 | 315
305162 | 3E17-ROSEWOO | DUKE | 340 | 115 | 315
305163 | 3E17-SARECTA | DUKE | 340 | 115 | 315
305164 | 3E17-PELT RD | DUKE | 340 | 115 | 315
305170 | 2E18-EMIT | DUKE | 340 | 69 | 315
305171 | 3E18-KITTREL | DUKE | 340 | 115 | 315
305172 | 3E18-LOUISBR | DUKE | 340 | 115 | 315
305173 | 3E18-POCOMOK | DUKE | 340 | 115 | 315
305174 | 3E18-WAKE FO | DUKE | 340 | 115 | 315
305176 | 3E18-YOUNGSV | DUKE | 340 | 115 | 315
305177 | 3E18-HARIS R | DUKE | 340 | 115 | 315
305178 | 6E18-KNIGHDL | DUKE | 340 | 230 | 315
305181 | 3E5-BAKERSCR | DUKE | 341 | 115 | 316
305182 | 3E5-BURNSVIL | DUKE | 341 | 115 | 316
305183 | 3E5-CEDARHIL | DUKE | 341 | 115 | 316
305184 | 3E5-MARS HIL | DUKE | 341 | 115 | 316
305185 | 3E5-MARSHAL | DUKE | 341 | 115 | 316
305187 | 3E5-PETERSBR | DUKE | 341 | 115 | 316
305188 | 3E5-WEAVER | DUKE | 341 | 115 | 316
305195 | 3E8-CANDLER | DUKE | 341 | 115 | 316
305196 | 3E8-CRADLE | DUKE | 341 | 115 | 316
305197 | 3E8-FINES CR | DUKE | 341 | 115 | 316
305198 | 3E8-STH CLYD | DUKE | 341 | 115 | 316
305660 | 3FOXCRKSOLTA | DUKE | 340 | 115 | 315
306002 | BLREC30 | DUKE | 342 | 100 | 331
306010 | IND 306010 | DUKE | 342 | 100 | 331
306011 | IND 306011 | DUKE | 342 | 100 | 331
306012 | IND 306012 | DUKE | 342 | 100 | 331
306015 | BYRM CKR | DUKE | 342 | 100 | 331
306016 | BYRM CKT | DUKE | 342 | 100 | 331
306018 | IND 306018 | DUKE | 342 | 100 | 333
306019 | BUS 306019 | DUKE | 342 | 100 | 333
306023 | BUS 306023 | DUKE | 342 | 100 | 333
306025 | IND 306025 | DUKE | 342 | 100 | 331
306026 | IND 306026 | DUKE | 342 | 100 | 331
306031 | BUS 306031 | DUKE | 342 | 100 | 331
306032 | BUS 306032 | DUKE | 342 | 100 | 331
306033 | EMERL RD | DUKE | 342 | 100 | 331
306034 | IND 306034 | DUKE | 342 | 100 | 331
306036 | GRWD M N | DUKE | 342 | 100 | 331
306037 | GRWD M MAT | DUKE | 342 | 100 | 331
306039 | JOHNS CK | DUKE | 342 | 100 | 331
306042 | LNSDL T | DUKE | 342 | 100 | 331
306043 | IND 306043 | DUKE | 342 | 100 | 331
306046 | IND 306046 | DUKE | 342 | 100 | 331
306047 | DIXON_RT | DUKE | 342 | 100 | 331
306048 | IND 306048 | DUKE | 342 | 100 | 331
306049 | IND 306049 | DUKE | 342 | 100 | 331
306050 | IND 306050 | DUKE | 342 | 100 | 331
306051 | IND 306051 | DUKE | 342 | 100 | 331
306053 | PLNVIEW | DUKE | 342 | 100 | 331
306054 | PLNVW W | DUKE | 342 | 100 | 331
306055 | PUTMAN R | DUKE | 342 | 100 | 331
306056 | RIEGEL | DUKE | 342 | 100 | 331
306057 | HILLSIDE | DUKE | 342 | 100 | 331
306061 | SENC2 TW | DUKE | 342 | 100 | 331
306064 | SENC1 | DUKE | 342 | 100 | 331
306065 | SUMMEYR W | DUKE | 342 | 100 | 331
306067 | IND 306067 | DUKE | 342 | 100 | 331
306068 | BUS 306068 | DUKE | 342 | 100 | 331
306070 | BUS 306070 | DUKE | 342 | 100 | 331
306075 | WHTHL TW | DUKE | 342 | 100 | 331
306076 | IND 306076 | DUKE | 342 | 100 | 331
306077 | MULCKRET | DUKE | 342 | 100 | 331
306078 | IND 306078 | DUKE | 342 | 100 | 331
306079 | HRCAN CK | DUKE | 342 | 100 | 331
306080 | HRCANCK+ | DUKE | 342 | 100 | 331
306081 | BLREC26 | DUKE | 342 | 100 | 331
306085 | BLREC12 | DUKE | 342 | 100 | 331
306089 | HUDLOW R | DUKE | 342 | 100 | 335
306092 | DAVISRET | DUKE | 342 | 100 | 331
306093 | THCKTAP | DUKE | 342 | 100 | 333
306094 | BUS 306094 | DUKE | 342 | 100 | 333
306095 | ONEALTAP | DUKE | 342 | 100 | 332
306096 | BUS 306096 | DUKE | 342 | 100 | 333
306097 | LAUEC32 T | DUKE | 342 | 100 | 333
306098 | EASLY C5 | DUKE | 342 | 100 | 332
306099 | LAURENC4 | DUKE | 342 | 100 | 333
306100 | GRWD C6 | DUKE | 342 | 100 | 331
306102 | IND 306102 | DUKE | 342 | 100 | 332
306103 | BUS 306103 | DUKE | 342 | 100 | 332
306104 | 6SHADYTB | DUKE | 342 | 230 | 332
306105 | 6SHADYTW | DUKE | 342 | 230 | 332
306110 | 6SHILOH | DUKE | 342 | 230 | 332
306114 | BUS 306114 | DUKE | 342 | 100 | 332
306115 | BUS 306115 | DUKE | 342 | 100 | 332
306116 | BUS 306116 | DUKE | 342 | 100 | 332
306118 | IND 306118 | DUKE | 342 | 100 | 332
306119 | IND 306119 | DUKE | 342 | 100 | 332
306120 | ASHVL HW | DUKE | 342 | 100 | 332
306121 | AUGUSTABL | DUKE | 342 | 100 | 332
306122 | AUGUSTA | DUKE | 342 | 100 | 332
306123 | BAD CK R | DUKE | 342 | 100 | 332
306124 | BAINBRIG BL | DUKE | 342 | 100 | 332
306125 | BEREA RT | DUKE | 342 | 100 | 332
306126 | BEREA TP | DUKE | 342 | 100 | 332
306127 | BLREC14 | DUKE | 342 | 100 | 332
306128 | BLREC11 B | DUKE | 342 | 100 | 332
306129 | BRNTWD R | DUKE | 342 | 100 | 332
306130 | BRNTWD T | DUKE | 342 | 100 | 332
306131 | BRUSHC BL | DUKE | 342 | 100 | 332
306134 | CONWAY R | DUKE | 342 | 100 | 332
306135 | DANIEL | DUKE | 342 | 100 | 332
306136 | IND 306136 | DUKE | 342 | 100 | 332
306137 | DVDSN RV | DUKE | 342 | 100 | 332
306140 | EASLY 4T | DUKE | 342 | 100 | 332
306141 | EASLYC3 B | DUKE | 342 | 100 | 332
306142 | EASLY C4 | DUKE | 342 | 100 | 332
306143 | EASTOVRW | DUKE | 342 | 100 | 332
306144 | EASTOVRB | DUKE | 342 | 100 | 332
306145 | DAVRVR_VLAGE | DUKE | 342 | 100 | 332
306146 | RUTHPV | DUKE | 342 | 100 | 333
306147 | EITAP | DUKE | 342 | 100 | 332
306148 | ELJEAN P | DUKE | 342 | 100 | 332
306149 | IND 306149 | DUKE | 342 | 100 | 332
306150 | BUS 306150 | DUKE | 342 | 100 | 332
306151 | ESTES TB | DUKE | 342 | 100 | 332
306152 | FOSTER P | DUKE | 342 | 100 | 332
306153 | IND 306153 | DUKE | 342 | 100 | 332
306156 | BLREC31 | DUKE | 342 | 100 | 331
306158 | GRERCTY2 | DUKE | 342 | 100 | 332
306159 | GRERCTY TW | DUKE | 342 | 100 | 332
306160 | LAUEC39 | DUKE | 342 | 100 | 333
306161 | HIGHTOWR | DUKE | 342 | 100 | 332
306162 | AUGUSTAWH | DUKE | 342 | 100 | 332
306167 | JOC SPT+ | DUKE | 342 | 100 | 332
306168 | BUS 306168 | DUKE | 342 | 100 | 332
306169 | EARTHART | DUKE | 342 | 100 | 332
306170 | GREER D3 | DUKE | 342 | 100 | 332
306171 | UPWARDRD | DUKE | 342 | 100 | 332
306172 | LAUEC25 | DUKE | 342 | 100 | 332
306173 | LAUEC28 | DUKE | 342 | 100 | 332
306174 | LAURL CR | DUKE | 342 | 100 | 332
306175 | LAURL CT | DUKE | 342 | 100 | 332
306176 | LANGST W | DUKE | 342 | 100 | 332
306178 | BUS 306178 | DUKE | 342 | 100 | 332
306179 | IND 306179 | DUKE | 342 | 100 | 332
306180 | IND 306180 | DUKE | 342 | 100 | 332
306184 | PEBBLE B | DUKE | 342 | 100 | 332
306185 | RVRSDE_B | DUKE | 342 | 100 | 332
306186 | PELHAM R | DUKE | 342 | 100 | 332
306187 | RVRSDE_W | DUKE | 342 | 100 | 332
306192 | RICH MTN | DUKE | 342 | 100 | 332
306193 | ROPER MT | DUKE | 342 | 100 | 332
306194 | EASLYC6 W | DUKE | 342 | 100 | 332
306196 | SPARTNGRB | DUKE | 342 | 100 | 332
306197 | IND 306197 | DUKE | 342 | 100 | 332
306199 | VERDAE R | DUKE | 342 | 100 | 332
306200 | WADDEL B | DUKE | 342 | 100 | 332
306201 | WADDEL W | DUKE | 342 | 100 | 332
306202 | IND 306202 | DUKE | 342 | 100 | 332
306203 | WRENN RT | DUKE | 342 | 100 | 332
306204 | FINGERVL | DUKE | 342 | 100 | 332
306205 | IND 306205 | DUKE | 342 | 100 | 332
306206 | SPARTNGRW | DUKE | 342 | 100 | 332
306209 | 3MILLSRV | DUKE | 342 | 115 | 332
306211 | BUS 306211 | DUKE | 342 | 100 | 332
306212 | BUS 306212 | DUKE | 342 | 100 | 332
306213 | IND 306213 | DUKE | 342 | 100 | 332
306214 | IND 306214 | DUKE | 342 | 100 | 332
306215 | BUS 306215 | DUKE | 342 | 100 | 332
306216 | LAUEC31 | DUKE | 342 | 100 | 332
306217 | CLINTON2 | DUKE | 342 | 100 | 333
306218 | LAUEC30 | DUKE | 342 | 100 | 333
306219 | VERDA BL | DUKE | 342 | 100 | 332
306220 | BLREC25 | DUKE | 342 | 100 | 332
306221 | EBENEEZR | DUKE | 342 | 100 | 333
306223 | ROPER WH | DUKE | 342 | 100 | 332
306225 | LAURL BL | DUKE | 342 | 100 | 332
306226 | BRDRVR16 | DUKE | 342 | 100 | 333
306228 | WHITMI B | DUKE | 342 | 100 | 333
306230 | BLREC23 | DUKE | 342 | 100 | 332
306237 | ALEXNDRT | DUKE | 342 | 100 | 333
306239 | BOLGSPRG | DUKE | 342 | 100 | 333
306240 | BRDRV 9 | DUKE | 342 | 100 | 333
306243 | CAMPCR B | DUKE | 342 | 100 | 333
306246 | IND 306246 | DUKE | 342 | 100 | 333
306248 | CMPTN RT | DUKE | 342 | 100 | 333
306249 | IND 306249 | DUKE | 342 | 100 | 333
306250 | BUS 306250 | DUKE | 342 | 100 | 333
306252 | ENOLA RT | DUKE | 342 | 100 | 333
306255 | GAFFN C1 | DUKE | 342 | 100 | 333
306256 | HAMPTON | DUKE | 342 | 100 | 333
306257 | HILLBROK | DUKE | 342 | 100 | 333
306258 | IND 306258 | DUKE | 342 | 100 | 333
306259 | IND 306259 | DUKE | 342 | 100 | 333
306261 | JH MONTG | DUKE | 342 | 100 | 333
306262 | KNOLWD W | DUKE | 342 | 100 | 333
306263 | BUS 306263 | DUKE | 342 | 100 | 333
306264 | IND 306264 | DUKE | 342 | 100 | 333
306266 | LAUEC26 | DUKE | 342 | 100 | 333
306267 | LAUREN C | DUKE | 342 | 100 | 333
306270 | LELIA RT | DUKE | 342 | 100 | 333
306271 | LELIA TP | DUKE | 342 | 100 | 333
306272 | IND 306272 | DUKE | 342 | 100 | 333
306273 | LKHRTPAC | DUKE | 342 | 100 | 333
306274 | LOCKHART | DUKE | 342 | 100 | 333
306275 | DUNNMTNT | DUKE | 342 | 100 | 336
306276 | DUNNMTNR | DUKE | 342 | 100 | 336
306277 | IND 306277 | DUKE | 342 | 100 | 333
306279 | IND 306279 | DUKE | 342 | 100 | 333
306280 | IND 306280 | DUKE | 342 | 100 | 333
306281 | MORRIS B | DUKE | 342 | 100 | 333
306282 | MORRIS W | DUKE | 342 | 100 | 333
306284 | OAKLAND | DUKE | 342 | 100 | 333
306285 | OAKLND T | DUKE | 342 | 100 | 333
306288 | MICHUS10 B | DUKE | 342 | 100 | 331
306289 | IND 306289 | DUKE | 342 | 100 | 331
306290 | PINEWOOD B | DUKE | 342 | 100 | 333
306291 | PINKTPFV | DUKE | 342 | 100 | 333
306292 | IND 306292 | DUKE | 342 | 100 | 333
306294 | IND 306294 | DUKE | 342 | 100 | 333
306296 | IND 306296 | DUKE | 342 | 100 | 333
306297 | BUS 306297 | DUKE | 342 | 100 | 333
306298 | IND 306298 | DUKE | 342 | 100 | 333
306299 | SPG TAP | DUKE | 342 | 100 | 333
306300 | IND 306300 | DUKE | 342 | 100 | 333
306301 | IND 306301 | DUKE | 342 | 100 | 333
306302 | GAFFN C2 | DUKE | 342 | 100 | 333
306303 | IND 306303 | DUKE | 342 | 100 | 333
306304 | UNA W | DUKE | 342 | 100 | 333
306306 | WADSWRTH | DUKE | 342 | 100 | 333
306307 | WALDEN T | DUKE | 342 | 100 | 333
306308 | WHTMR RT | DUKE | 342 | 100 | 333
306309 | WHTMR TP | DUKE | 342 | 100 | 333
306311 | ROSE HLL | DUKE | 342 | 100 | 333
306312 | IND 306312 | DUKE | 342 | 100 | 333
306313 | BUS 306313 | DUKE | 342 | 100 | 333
306317 | TANNER_R | DUKE | 342 | 100 | 333
306318 | GASTNC15 | DUKE | 342 | 100 | 334
306319 | GASTNC16 | DUKE | 342 | 100 | 334
306320 | BOIL TAP | DUKE | 342 | 100 | 333
306321 | IND 306321 | DUKE | 342 | 100 | 331
306323 | HERCULES | DUKE | 342 | 100 | 333
306327 | ROCKH6 | DUKE | 342 | 100 | 334
306330 | ROCK H 5 | DUKE | 342 | 100 | 334
306340 | AZDEL | DUKE | 342 | 100 | 334
306342 | BUS 306342 | DUKE | 342 | 100 | 334
306343 | IND 306343 | DUKE | 342 | 100 | 333
306345 | BLK CK R | DUKE | 342 | 100 | 334
306347 | IND 306347 | DUKE | 342 | 100 | 334
306348 | IND 306348 | DUKE | 342 | 100 | 333
306349 | IND 306349 | DUKE | 342 | 100 | 334
306350 | IND 306350 | DUKE | 342 | 100 | 334
306353 | CHESTER | DUKE | 342 | 100 | 334
306355 | IND 306355 | DUKE | 342 | 100 | 334
306356 | BUS 306356 | DUKE | 342 | 100 | 334
306357 | YORKEC17 | DUKE | 342 | 100 | 334
306359 | E CHESTR | DUKE | 342 | 100 | 334
306360 | IND 306360 | DUKE | 342 | 100 | 334
306361 | IND 306361 | DUKE | 342 | 100 | 334
306362 | ELLIOT R | DUKE | 342 | 100 | 334
306363 | BUS 306363 | DUKE | 342 | 100 | 334
306364 | IND 306364 | DUKE | 342 | 100 | 334
306365 | BUFFPUMP | DUKE | 342 | 100 | 334
306367 | GASTNC6 | DUKE | 342 | 100 | 334
306368 | GASTNC9 | DUKE | 342 | 100 | 334
306370 | GASTNC10 | DUKE | 342 | 100 | 334
306371 | GASTNC11 | DUKE | 342 | 100 | 334
306372 | GASTNC12 | DUKE | 342 | 100 | 334
306373 | GSTON10T | DUKE | 342 | 100 | 334
306374 | GSTON12T | DUKE | 342 | 100 | 334
306378 | BUS 306378 | DUKE | 342 | 100 | 334
306379 | BUS 306379 | DUKE | 342 | 100 | 334
306381 | LNCST RT | DUKE | 342 | 100 | 334
306383 | N CHSTRT | DUKE | 342 | 100 | 334
306384 | NEW HOPE | DUKE | 342 | 100 | 334
306386 | PATERSON | DUKE | 342 | 100 | 334
306388 | IND 306388 | DUKE | 342 | 100 | 334
306389 | BUS 306389 | DUKE | 342 | 100 | 334
306390 | BUS 306390 | DUKE | 342 | 100 | 334
306391 | ROCK H 8 | DUKE | 342 | 100 | 334
306393 | IND 306393 | DUKE | 342 | 100 | 334
306394 | BUS 306394 | DUKE | 342 | 100 | 334
306395 | RIVR HIL | DUKE | 342 | 100 | 334
306396 | ROCK H 11 | DUKE | 342 | 100 | 334
306397 | ROCK H 12 | DUKE | 342 | 100 | 334
306398 | ROCKH11TB | DUKE | 342 | 100 | 334
306399 | ROCK H12T | DUKE | 342 | 100 | 334
306402 | SIFRD TB | DUKE | 342 | 100 | 334
306403 | SIFRD TW | DUKE | 342 | 100 | 334
306404 | IND 306404 | DUKE | 342 | 100 | 334
306406 | IND 306406 | DUKE | 342 | 100 | 334
306407 | IND 306407 | DUKE | 342 | 100 | 334
306408 | BUS 306408 | DUKE | 342 | 100 | 334
306409 | TEGA CAY | DUKE | 342 | 100 | 334
306410 | BUS 306410 | DUKE | 342 | 100 | 334
306411 | BUS 306411 | DUKE | 342 | 100 | 334
306412 | IND 306412 | DUKE | 342 | 100 | 334
306413 | BUS 306413 | DUKE | 342 | 100 | 334
306414 | LEEDSTAP | DUKE | 342 | 100 | 334
306418 | IND 306418 | DUKE | 342 | 100 | 334
306419 | YORK RET | DUKE | 342 | 100 | 334
306420 | YORKEC15 | DUKE | 342 | 100 | 334
306421 | YORKEC16 | DUKE | 342 | 100 | 334
306422 | GASTNC14 | DUKE | 342 | 100 | 334
306423 | BREMC 8 | DUKE | 342 | 100 | 335
306424 | ENRG U42 | DUKE | 342 | 100 | 336
306425 | RUEMC23 | DUKE | 342 | 100 | 335
306426 | STATV C4 | DUKE | 342 | 100 | 335
306427 | C MORG6T | DUKE | 342 | 100 | 335
306429 | SPEEDW R | DUKE | 342 | 100 | 336
306430 | NLAKES R | DUKE | 342 | 100 | 335
306431 | ENGR6TAP | DUKE | 342 | 100 | 336
306432 | ENRG U6 | DUKE | 342 | 100 | 336
306434 | BRAWLEYR | DUKE | 342 | 100 | 336
306435 | BANKS ST | DUKE | 342 | 100 | 334
306436 | BANKS TA | DUKE | 342 | 100 | 334
306437 | UNEMC12 | DUKE | 342 | 100 | 336
306438 | BUS 306438 | DUKE | 342 | 100 | 336
306439 | IND 306439 | DUKE | 342 | 100 | 336
306448 | AUNTHILL R | DUKE | 342 | 100 | 335
306449 | BUS 306449 | DUKE | 342 | 100 | 335
306450 | GLENWAY | DUKE | 342 | 100 | 335
306451 | CLARMONT | DUKE | 342 | 100 | 335
306452 | IND 306452 | DUKE | 342 | 100 | 335
306453 | CLARMNTB | DUKE | 342 | 100 | 335
306454 | ENRG U18 | DUKE | 342 | 100 | 335
306458 | BUS 306458 | DUKE | 342 | 100 | 335
306459 | IND 306459 | DUKE | 342 | 100 | 335
306460 | HERMAN RD | DUKE | 342 | 100 | 335
306461 | MORGTN 5 | DUKE | 342 | 100 | 335
306462 | IND 306462 | DUKE | 342 | 100 | 335
306463 | GLNWD TB | DUKE | 342 | 100 | 335
306464 | GLNWD TW | DUKE | 342 | 100 | 335
306467 | KINCAD T | DUKE | 342 | 100 | 335
306468 | KINCAID | DUKE | 342 | 100 | 335
306470 | LINCT C1 | DUKE | 342 | 100 | 335
306475 | MORGN C4 | DUKE | 342 | 100 | 335
306476 | MORGT RED | DUKE | 342 | 100 | 335
306477 | MRION MN | DUKE | 342 | 100 | 335
306478 | MT VEW R | DUKE | 342 | 100 | 335
306479 | N HCKRYR | DUKE | 342 | 100 | 335
306480 | NEBO RT | DUKE | 342 | 100 | 335
306481 | NEWTN C2 | DUKE | 342 | 100 | 335
306483 | NEWTON T | DUKE | 342 | 100 | 335
306487 | ROCKET T | DUKE | 342 | 100 | 335
306488 | RUEMC20 | DUKE | 342 | 100 | 335
306489 | S STEPHN | DUKE | 342 | 100 | 335
306492 | STATS C2 | DUKE | 342 | 100 | 335
306493 | STATS C3 | DUKE | 342 | 100 | 335
306495 | SWETWATR | DUKE | 342 | 100 | 335
306496 | SWETWATT | DUKE | 342 | 100 | 335
306498 | THIRD AV | DUKE | 342 | 100 | 335
306499 | THRD A T | DUKE | 342 | 100 | 335
306500 | IND 306500 | DUKE | 342 | 100 | 335
306501 | BUS 306501 | DUKE | 342 | 100 | 335
306504 | CLARMNTW | DUKE | 342 | 100 | 335
306505 | BUS 306505 | DUKE | 342 | 100 | 335
306506 | IND 306506 | DUKE | 342 | 100 | 335
306507 | ROCKET R | DUKE | 342 | 100 | 335
306525 | BUS 306525 | DUKE | 342 | 100 | 335
306526 | IND 306526 | DUKE | 342 | 100 | 335
306527 | JULIAN R | DUKE | 342 | 100 | 336
306528 | JULIANT | DUKE | 342 | 100 | 336
306529 | YORK20 T | DUKE | 342 | 100 | 336
306530 | YORKEC20 | DUKE | 342 | 100 | 336
306531 | MNROE_C4 | DUKE | 342 | 100 | 336
306532 | REMC28 | DUKE | 342 | 100 | 334
306533 | BUFCRK | DUKE | 342 | 100 | 334
306534 | REMC27 | DUKE | 342 | 100 | 334
306535 | RUEMC26 | DUKE | 342 | 100 | 335
306548 | ALBEMRL2 | DUKE | 342 | 100 | 336
306550 | ARROWOOD | DUKE | 342 | 100 | 336
306552 | BANCROFT | DUKE | 342 | 100 | 336
306553 | BEAVER D | DUKE | 342 | 100 | 336
306554 | BEAVER T | DUKE | 342 | 100 | 336
306555 | BELHAVEN | DUKE | 342 | 100 | 336
306556 | BRANTLEY | DUKE | 342 | 100 | 336
306557 | BRIAR R | DUKE | 342 | 100 | 336
306558 | BRNTLY T | DUKE | 342 | 100 | 336
306559 | EUEHUNT | DUKE | 342 | 100 | 336
306560 | BUCK S34 | DUKE | 342 | 100 | 336
306562 | CHEROKE1 | DUKE | 342 | 100 | 336
306563 | BARRIER RT | DUKE | 342 | 100 | 336
306564 | IND 306564 | DUKE | 342 | 100 | 336
306565 | CARMEL R | DUKE | 342 | 100 | 336
306567 | CLVLND R | DUKE | 342 | 100 | 336
306568 | COFFE CR | DUKE | 342 | 100 | 336
306569 | COFFE CT | DUKE | 342 | 100 | 336
306570 | IND 306570 | DUKE | 342 | 100 | 336
306575 | CONE M WH | DUKE | 342 | 100 | 336
306578 | ENRG U19 | DUKE | 342 | 100 | 336
306579 | ENRG U20 | DUKE | 342 | 100 | 335
306581 | DERITA R | DUKE | 342 | 100 | 336
306582 | DUNBR RW | DUKE | 342 | 100 | 336
306583 | DUNBR RB | DUKE | 342 | 100 | 336
306584 | ELIZBETH | DUKE | 342 | 100 | 336
306585 | ENOCHVIL | DUKE | 342 | 100 | 336
306586 | FAITH | DUKE | 342 | 100 | 336
306587 | IND 306587 | DUKE | 342 | 100 | 336
306588 | BUS 306588 | DUKE | 342 | 100 | 336
306589 | IND 306589 | DUKE | 342 | 100 | 336
306590 | IND 306590 | DUKE | 342 | 100 | 336
306591 | BUS 306591 | DUKE | 342 | 100 | 336
306592 | BUS 306592 | DUKE | 342 | 100 | 336
306593 | FOUR SEA | DUKE | 342 | 100 | 336
306594 | PIONEER AVE | DUKE | 342 | 100 | 336
306595 | GENRALTB | DUKE | 342 | 100 | 336
306596 | GENRALTW | DUKE | 342 | 100 | 336
306599 | GRANTCK WH | DUKE | 342 | 100 | 336
306601 | HCKRY GR | DUKE | 342 | 100 | 336
306602 | HIL S RE | DUKE | 342 | 100 | 336
306604 | BUS 306604 | DUKE | 342 | 100 | 336
306605 | BUS 306605 | DUKE | 342 | 100 | 336
306606 | BUS 306606 | DUKE | 342 | 100 | 336
306607 | BUS 306607 | DUKE | 342 | 100 | 336
306608 | IND 306608 | DUKE | 342 | 100 | 336
306609 | KENILWTH | DUKE | 342 | 100 | 336
306610 | ANDALE | DUKE | 342 | 100 | 333
306613 | LITL ROK | DUKE | 342 | 100 | 336
306615 | LONG FRY | DUKE | 342 | 100 | 336
306616 | MAJOLICA | DUKE | 342 | 100 | 336
306617 | MALARD C | DUKE | 342 | 100 | 336
306618 | MATTHEWS | DUKE | 342 | 100 | 336
306619 | MCALPINE | DUKE | 342 | 100 | 336
306620 | MCALPNTB | DUKE | 342 | 100 | 336
306621 | MCALPNTW | DUKE | 342 | 100 | 336
306622 | MINE SFT | DUKE | 342 | 100 | 336
306624 | MONRO 3T | DUKE | 342 | 100 | 336
306625 | MONRO C3 | DUKE | 342 | 100 | 336
306626 | MONRO RD | DUKE | 342 | 100 | 336
306628 | MONTCLRR | DUKE | 342 | 100 | 336
306631 | N CHARLT | DUKE | 342 | 100 | 336
306632 | IND 306632 | DUKE | 342 | 100 | 336
306633 | NEWELL | DUKE | 342 | 100 | 336
306634 | NEWELL T | DUKE | 342 | 100 | 336
306636 | OAKBOROR | DUKE | 342 | 100 | 336
306637 | PARK RD | DUKE | 342 | 100 | 336
306638 | IND 306638 | DUKE | 342 | 100 | 336
306639 | PIPER GN | DUKE | 342 | 100 | 336
306640 | IND 306640 | DUKE | 342 | 100 | 336
306641 | POPLAR S | DUKE | 342 | 100 | 336
306642 | POPLR TN | DUKE | 342 | 100 | 336
306643 | PROVOL R | DUKE | 342 | 100 | 336
306644 | PROVOL T | DUKE | 342 | 100 | 336
306645 | BUS 306645 | DUKE | 342 | 100 | 336
306646 | RANKIN | DUKE | 342 | 100 | 336
306647 | RANKIN T | DUKE | 342 | 100 | 336
306648 | REAMES R | DUKE | 342 | 100 | 336
306649 | REMOUNT | DUKE | 342 | 100 | 336
306650 | BUS 306650 | DUKE | 342 | 100 | 336
306651 | RICHFILD | DUKE | 342 | 100 | 336
306653 | ROCKWELL | DUKE | 342 | 100 | 336
306656 | SHARON | DUKE | 342 | 100 | 336
306657 | IND 306657 | DUKE | 342 | 100 | 336
306659 | SPRNGFDR | DUKE | 342 | 100 | 336
306661 | STATSV R | DUKE | 342 | 100 | 336
306662 | STATVR T | DUKE | 342 | 100 | 336
306663 | STELCK R | DUKE | 342 | 100 | 336
306664 | BUS 306664 | DUKE | 342 | 100 | 336
306665 | STETS TB | DUKE | 342 | 100 | 336
306667 | STOUTS R | DUKE | 342 | 100 | 336
306668 | STOUTS T | DUKE | 342 | 100 | 336
306669 | SUMNER R | DUKE | 342 | 100 | 336
306670 | SUNSET W | DUKE | 342 | 100 | 336
306671 | SWINK T | DUKE | 342 | 100 | 336
306672 | THRIFT | DUKE | 342 | 100 | 336
306673 | THRIFT T | DUKE | 342 | 100 | 336
306674 | TRIPLETT | DUKE | 342 | 100 | 336
306675 | TRIPLT T | DUKE | 342 | 100 | 336
306676 | UNEMC15 | DUKE | 342 | 100 | 336
306677 | UNEMC11B | DUKE | 342 | 100 | 336
306678 | UNEMC9W | DUKE | 342 | 100 | 336
306679 | STUMPT_T | DUKE | 342 | 100 | 336
306680 | IND 306680 | DUKE | 342 | 100 | 336
306681 | WESTFORK | DUKE | 342 | 100 | 336
306682 | IND 306682 | DUKE | 342 | 100 | 336
306683 | BUS 306683 | DUKE | 342 | 100 | 336
306684 | BUS 306684 | DUKE | 342 | 100 | 336
306686 | WILGROVE | DUKE | 342 | 100 | 336
306688 | WNRWD RE | DUKE | 342 | 100 | 336
306689 | WNRWD TP | DUKE | 342 | 100 | 336
306691 | ENRG U21 | DUKE | 342 | 100 | 337
306692 | FISHER T | DUKE | 342 | 100 | 336
306693 | FISHERSS | DUKE | 342 | 100 | 336
306694 | PINV DL2 | DUKE | 342 | 100 | 336
306695 | BUCKEYET | DUKE | 342 | 100 | 336
306697 | ROYAL RT | DUKE | 342 | 100 | 336
306698 | GRANTCK BL | DUKE | 342 | 100 | 336
306699 | NSTANTAP | DUKE | 342 | 100 | 336
306700 | NSTANLEY | DUKE | 342 | 100 | 336
306701 | ENRG U25 | DUKE | 342 | 100 | 336
306703 | CONCORD3 | DUKE | 342 | 100 | 336
306704 | IND 306704 | DUKE | 342 | 100 | 337
306705 | KNIGHTS | DUKE | 342 | 100 | 336
306707 | TRIANGLT | DUKE | 342 | 100 | 336
306708 | TRI RET | DUKE | 342 | 100 | 336
306709 | BUS 306709 | DUKE | 342 | 100 | 337
306710 | IND 306710 | DUKE | 342 | 100 | 337
306720 | IND 306720 | DUKE | 342 | 100 | 337
306721 | BUS 306721 | DUKE | 342 | 100 | 337
306722 | ADVANCE | DUKE | 342 | 100 | 337
306723 | IND 306723 | DUKE | 342 | 100 | 337
306724 | CASSELL ST | DUKE | 342 | 100 | 337
306727 | MNTROYRT | DUKE | 342 | 100 | 337
306728 | BOONVILL W | DUKE | 342 | 100 | 337
306729 | BROKWODR | DUKE | 342 | 100 | 337
306730 | BROKWODT | DUKE | 342 | 100 | 337
306731 | BROOKSTR | DUKE | 342 | 100 | 337
306732 | BROOKSTT | DUKE | 342 | 100 | 337
306734 | BXTON RT | DUKE | 342 | 100 | 337
306735 | CLEMMONS | DUKE | 342 | 100 | 337
306738 | ENRG U40 | DUKE | 342 | 100 | 337
306739 | ELKVLY R BL | DUKE | 342 | 100 | 337
306741 | FIDDLERS | DUKE | 342 | 100 | 337
306742 | GRIFTH R | DUKE | 342 | 100 | 337
306743 | GRIFTH T | DUKE | 342 | 100 | 337
306744 | GUNTWN T | DUKE | 342 | 100 | 337
306745 | GUTHRIE | DUKE | 342 | 100 | 337
306746 | IND 306746 | DUKE | 342 | 100 | 337
306748 | COFFEY CK BL | DUKE | 342 | 100 | 336
306749 | BUS 306749 | DUKE | 342 | 100 | 337
306750 | BUS 306750 | DUKE | 342 | 100 | 337
306751 | HAWTHRNW | DUKE | 342 | 100 | 337
306754 | KERNSVIL | DUKE | 342 | 100 | 337
306755 | KING RT | DUKE | 342 | 100 | 337
306756 | LEWISVLR | DUKE | 342 | 100 | 337
306757 | BUTNER W | DUKE | 342 | 100 | 338
306759 | MADISONR | DUKE | 342 | 100 | 337
306760 | MADISONT | DUKE | 342 | 100 | 337
306761 | MEADOWGR | DUKE | 342 | 100 | 337
306765 | MT TABOR | DUKE | 342 | 100 | 337
306766 | MTAIRY R | DUKE | 342 | 100 | 337
306768 | NWINSTNB | DUKE | 342 | 100 | 337
306769 | NWINSTNW | DUKE | 342 | 100 | 337
306770 | OAKRDG T | DUKE | 342 | 100 | 337
306771 | OAKRIDGE | DUKE | 342 | 100 | 337
306773 | BUS 306773 | DUKE | 342 | 100 | 337
306776 | REIDSR B | DUKE | 342 | 100 | 337
306777 | REIDST B | DUKE | 342 | 100 | 337
306778 | RIDGVEWR | DUKE | 342 | 100 | 337
306779 | RIDGVEWT | DUKE | 342 | 100 | 337
306780 | IND 306780 | DUKE | 342 | 100 | 337
306781 | BALTIMRD RET | DUKE | 342 | 100 | 337
306782 | RJRWHITW | DUKE | 342 | 100 | 337
306783 | BUS 306783 | DUKE | 342 | 100 | 337
306784 | IND 306784 | DUKE | 342 | 100 | 337
306785 | BALTIMTAPB | DUKE | 342 | 100 | 337
306786 | IND 306786 | DUKE | 342 | 100 | 337
306787 | ROBIN RD | DUKE | 342 | 100 | 337
306792 | IND 306792 | DUKE | 342 | 100 | 337
306794 | SEDG GDN | DUKE | 342 | 100 | 337
306795 | SEDG TAP | DUKE | 342 | 100 | 337
306796 | SEWARD R | DUKE | 342 | 100 | 337
306797 | N SHACKTWNB | DUKE | 342 | 100 | 337
306799 | STAG RET | DUKE | 342 | 100 | 337
306800 | BUS 306800 | DUKE | 342 | 100 | 337
306801 | BUS 306801 | DUKE | 342 | 100 | 337
306802 | SWAIMTWN | DUKE | 342 | 100 | 337
306803 | TOAST | DUKE | 342 | 100 | 337
306804 | TOAST TP | DUKE | 342 | 100 | 337
306805 | TRIAD PK | DUKE | 342 | 100 | 337
306806 | IND 306806 | DUKE | 342 | 100 | 337
306807 | BUS 306807 | DUKE | 342 | 100 | 337
306808 | WALKRTWN | DUKE | 342 | 100 | 337
306810 | WENTWRTH | DUKE | 342 | 100 | 337
306811 | IND 306811 | DUKE | 342 | 100 | 337
306812 | BUS 306812 | DUKE | 342 | 100 | 337
306815 | YADKNVIL | DUKE | 342 | 100 | 337
306816 | YDKNVL T | DUKE | 342 | 100 | 337
306817 | CAIRO T | DUKE | 342 | 100 | 337
306818 | CAIRO RT | DUKE | 342 | 100 | 337
306819 | WLLARD T | DUKE | 342 | 100 | 337
306820 | WLLARD R | DUKE | 342 | 100 | 337
306821 | DANVALYT | DUKE | 342 | 100 | 337
306822 | DANVALYR | DUKE | 342 | 100 | 337
306823 | IDOLSBL | DUKE | 342 | 100 | 337
306824 | IDOLSWH | DUKE | 342 | 100 | 337
306830 | WAKE FOR | DUKE | 342 | 100 | 337
306834 | MILLISTB | DUKE | 342 | 100 | 338
306835 | SRYYDKN7 | DUKE | 342 | 100 | 337
306838 | PIEDMT9 | DUKE | 342 | 100 | 338
306839 | WAKEMC2 | DUKE | 342 | 100 | 338
306841 | 6BOBWH B | DUKE | 342 | 230 | 338
306842 | 6BOBWH W | DUKE | 342 | 230 | 338
306843 | 6BRASFLD | DUKE | 342 | 230 | 338
306852 | ASHE ST | DUKE | 342 | 100 | 338
306855 | BURL MNR | DUKE | 342 | 100 | 338
306856 | BURL MNY | DUKE | 342 | 100 | 338
306857 | BURL T B | DUKE | 342 | 100 | 338
306858 | BURL T W | DUKE | 342 | 100 | 338
306859 | IND 306859 | DUKE | 342 | 100 | 338
306860 | BUTNER B | DUKE | 342 | 100 | 338
306862 | IND 306862 | DUKE | 342 | 100 | 338
306863 | IND 306863 | DUKE | 342 | 100 | 338
306864 | BUS 306864 | DUKE | 342 | 100 | 338
306865 | COLFAX R | DUKE | 342 | 100 | 338
306866 | COLFAX T | DUKE | 342 | 100 | 338
306867 | IND 306867 | DUKE | 342 | 100 | 338
306868 | CREST ST | DUKE | 342 | 100 | 338
306869 | ENRG U35 | DUKE | 342 | 100 | 338
306870 | ENRGU32B | DUKE | 342 | 100 | 338
306871 | DENNY RD | DUKE | 342 | 100 | 338
306872 | DENTON R | DUKE | 342 | 100 | 338
306877 | E THOMAS | DUKE | 342 | 100 | 338
306878 | EASTGATE | DUKE | 342 | 100 | 338
306879 | EASTGT T | DUKE | 342 | 100 | 338
306882 | EUBNK TB | DUKE | 342 | 100 | 338
306883 | EUBNK TW | DUKE | 342 | 100 | 338
306884 | FAIRFX B | DUKE | 342 | 100 | 338
306885 | FAIRFX W | DUKE | 342 | 100 | 338
306886 | FARNTOSH | DUKE | 342 | 100 | 338
306887 | RNDLMN TW | DUKE | 342 | 100 | 338
306888 | FRIEDENBL | DUKE | 342 | 100 | 338
306889 | FRNDSHIP | DUKE | 342 | 100 | 338
306890 | FRNDSHPT | DUKE | 342 | 100 | 338
306891 | GARET RD | DUKE | 342 | 100 | 338
306892 | IND 306892 | DUKE | 342 | 100 | 338
306893 | GILBRTHR | DUKE | 342 | 100 | 338
306894 | GILBRTHT | DUKE | 342 | 100 | 338
306895 | IND 306895 | DUKE | 342 | 100 | 338
306896 | BUS 306896 | DUKE | 342 | 100 | 338
306898 | GLENOLA | DUKE | 342 | 100 | 338
306899 | GLENOLAT | DUKE | 342 | 100 | 338
306900 | GOODYEAR | DUKE | 342 | 100 | 338
306901 | GREEN ST | DUKE | 342 | 100 | 338
306903 | GREY WH | DUKE | 342 | 100 | 338
306904 | GROMTOWN | DUKE | 342 | 100 | 338
306905 | GUM CK B | DUKE | 342 | 100 | 338
306906 | GUM CK W | DUKE | 342 | 100 | 338
306907 | HEATH RT | DUKE | 342 | 100 | 338
306908 | HEATH TP | DUKE | 342 | 100 | 338
306909 | POPE RDW | DUKE | 342 | 100 | 338
306911 | HLY HL R | DUKE | 342 | 100 | 338
306912 | HLY HL T | DUKE | 342 | 100 | 338
306913 | HOMSTD R | DUKE | 342 | 100 | 338
306914 | HOP VY R | DUKE | 342 | 100 | 338
306915 | HOPVLYTW | DUKE | 342 | 100 | 338
306916 | HORTON R | DUKE | 342 | 100 | 338
306917 | HR JCT B | DUKE | 342 | 100 | 338
306918 | HR JCT W | DUKE | 342 | 100 | 338
306921 | IND 306921 | DUKE | 342 | 100 | 338
306922 | IND 306922 | DUKE | 342 | 100 | 338
306923 | IND 306923 | DUKE | 342 | 100 | 338
306925 | IMPERALW | DUKE | 342 | 100 | 338
306926 | HPCITY3BL | DUKE | 342 | 100 | 338
306927 | JAMES ST WH | DUKE | 342 | 100 | 338
306928 | JESUPTWN | DUKE | 342 | 100 | 338
306929 | KILDARE | DUKE | 342 | 100 | 338
306930 | KILDAREWH | DUKE | 342 | 100 | 338
306931 | IND 306931 | DUKE | 342 | 100 | 338
306932 | KIVET DR | DUKE | 342 | 100 | 338
306933 | RUDD RET | DUKE | 342 | 100 | 338
306936 | LINWOD R | DUKE | 342 | 100 | 338
306939 | MERIT DR | DUKE | 342 | 100 | 338
306942 | MILLIS | DUKE | 342 | 100 | 338
306944 | NELSON B | DUKE | 342 | 100 | 338
306945 | IND 306945 | DUKE | 342 | 100 | 338
306946 | OAKWD ST | DUKE | 342 | 100 | 338
306947 | OXFRD RD | DUKE | 342 | 100 | 338
306950 | POPE RDB | DUKE | 342 | 100 | 338
306951 | IND 306951 | DUKE | 342 | 100 | 338
306952 | R TRNGLE_B | DUKE | 342 | 100 | 338
306953 | RAGSDALE | DUKE | 342 | 100 | 338
306954 | RNDLMN R | DUKE | 342 | 100 | 338
306955 | RNDLMN T | DUKE | 342 | 100 | 338
306956 | RNDLPH R | DUKE | 342 | 100 | 338
306957 | RNDLPH T | DUKE | 342 | 100 | 338
306958 | RUDDTAP | DUKE | 342 | 100 | 338
306959 | SEV ST B | DUKE | 342 | 100 | 338
306960 | SEV ST W | DUKE | 342 | 100 | 338
306961 | SMRFLD R | DUKE | 342 | 100 | 338
306962 | SMRFLD T | DUKE | 342 | 100 | 338
306963 | STMARKS | DUKE | 342 | 100 | 338
306965 | TOMASVIL | DUKE | 342 | 100 | 338
306966 | TREYBURN | DUKE | 342 | 100 | 338
306967 | TREYBURN TB | DUKE | 342 | 100 | 338
306968 | TROLNGWD | DUKE | 342 | 100 | 338
306969 | UNC-CH2 | DUKE | 342 | 100 | 338
306970 | HOPVLYTB | DUKE | 342 | 100 | 338
306971 | VANDALIA | DUKE | 342 | 100 | 338
306973 | M HOPECH | DUKE | 342 | 100 | 338
306974 | WEAVER | DUKE | 342 | 100 | 338
306975 | WEAVERT | DUKE | 342 | 100 | 338
306976 | WHITSETT | DUKE | 342 | 100 | 338
306978 | WILOW CK | DUKE | 342 | 100 | 338
306979 | TREYBURN TW | DUKE | 342 | 100 | 338
306980 | HP_CITY4 | DUKE | 342 | 100 | 338
306984 | L TOWNSR | DUKE | 342 | 100 | 338
306985 | SOUTHB R | DUKE | 342 | 100 | 337
306986 | HP CITY5 | DUKE | 342 | 100 | 337
306988 | IND 306988 | DUKE | 342 | 100 | 338
306989 | TARRANTR | DUKE | 342 | 100 | 338
306990 | MAIDENC3 | DUKE | 342 | 100 | 335
306997 | BARBEER | DUKE | 342 | 100 | 338
306998 | L TOWNS | DUKE | 342 | 100 | 338
307000 | IND 307000 | DUKE | 342 | 100 | 332
307001 | 1BUS 307001 | DUKE | 342 | 44 | 331
307003 | 1BUS 307003 | DUKE | 342 | 44 | 331
307004 | 1BUS 307004 | DUKE | 342 | 44 | 331
307006 | 1BUS 307006 | DUKE | 342 | 44 | 331
307007 | 1BUS 307007 | DUKE | 342 | 44 | 331
307008 | 1BUS 307008 | DUKE | 342 | 44 | 331
307009 | 1BUS 307009 | DUKE | 342 | 44 | 331
307011 | 1BUS 307011 | DUKE | 342 | 44 | 331
307012 | PLNVW B | DUKE | 342 | 100 | 331
307013 | 1BUS 307013 | DUKE | 342 | 44 | 331
307014 | 1BUS 307014 | DUKE | 342 | 44 | 331
307016 | 1BUS 307016 | DUKE | 342 | 44 | 333
307017 | 1BUS 307017 | DUKE | 342 | 44 | 331
307018 | 1BUS 307018 | DUKE | 342 | 44 | 331
307019 | 1BUS 307019 | DUKE | 342 | 44 | 331
307020 | 1BUS 307020 | DUKE | 342 | 44 | 331
307021 | 1BUS 307021 | DUKE | 342 | 44 | 331
307023 | 1BUS 307023 | DUKE | 342 | 44 | 331
307024 | 1BUS 307024 | DUKE | 342 | 44 | 331
307025 | 1BUS 307025 | DUKE | 342 | 44 | 331
307027 | 1BUS 307027 | DUKE | 342 | 44 | 331
307028 | 1BUS 307028 | DUKE | 342 | 44 | 331
307029 | 1BUS 307029 | DUKE | 342 | 44 | 331
307030 | 1BUS 307030 | DUKE | 342 | 44 | 331
307031 | 1BUS 307031 | DUKE | 342 | 44 | 331
307032 | 1BUS 307032 | DUKE | 342 | 44 | 331
307034 | 1BUS 307034 | DUKE | 342 | 44 | 331
307038 | 1BUS 307038 | DUKE | 342 | 44 | 331
307039 | 1BUS 307039 | DUKE | 342 | 44 | 331
307042 | 1BUS 307042 | DUKE | 342 | 44 | 331
307043 | 1BUS 307043 | DUKE | 342 | 44 | 331
307044 | 1BUS 307044 | DUKE | 342 | 44 | 331
307045 | 1BUS 307045 | DUKE | 342 | 44 | 331
307046 | 1BUS 307046 | DUKE | 342 | 44 | 331
307047 | 1BUS 307047 | DUKE | 342 | 44 | 331
307048 | 1BUS 307048 | DUKE | 342 | 44 | 331
307052 | 1BUS 307052 | DUKE | 342 | 44 | 331
307053 | BREC32 | DUKE | 342 | 100 | 332
307054 | 1BUS 307054 | DUKE | 342 | 44 | 331
307055 | 1BUS 307055 | DUKE | 342 | 44 | 331
307056 | 1BUS 307056 | DUKE | 342 | 44 | 331
307057 | 1BUS 307057 | DUKE | 342 | 44 | 331
307058 | 1BUS 307058 | DUKE | 342 | 44 | 331
307059 | 1BUS 307059 | DUKE | 342 | 44 | 331
307060 | 1BUS 307060 | DUKE | 342 | 44 | 331
307061 | 1BUS 307061 | DUKE | 342 | 44 | 331
307062 | 1BUS 307062 | DUKE | 342 | 44 | 331
307063 | 1BUS 307063 | DUKE | 342 | 44 | 331
307064 | 1BUS 307064 | DUKE | 342 | 44 | 333
307065 | 1BUS 307065 | DUKE | 342 | 44 | 331
307066 | 1BUS 307066 | DUKE | 342 | 44 | 331
307067 | 1BUS 307067 | DUKE | 342 | 44 | 333
307068 | 1BUS 307068 | DUKE | 342 | 44 | 331
307069 | 1BUS 307069 | DUKE | 342 | 44 | 333
307070 | 1BUS 307070 | DUKE | 342 | 44 | 331
307071 | 1BUS 307071 | DUKE | 342 | 44 | 331
307074 | 1BUS 307074 | DUKE | 342 | 44 | 331
307075 | 1BUS 307075 | DUKE | 342 | 44 | 331
307076 | 1BUS 307076 | DUKE | 342 | 44 | 331
307077 | 1BUS 307077 | DUKE | 342 | 44 | 331
307078 | 1BUS 307078 | DUKE | 342 | 44 | 331
307080 | 1BUS 307080 | DUKE | 342 | 44 | 331
307081 | 1BUS 307081 | DUKE | 342 | 44 | 331
307082 | 1BUS 307082 | DUKE | 342 | 44 | 331
307083 | KNOLWD B | DUKE | 342 | 100 | 333
307084 | 1BUS 307084 | DUKE | 342 | 44 | 331
307085 | 1BUS 307085 | DUKE | 342 | 44 | 333
307086 | 1BUS 307086 | DUKE | 342 | 44 | 331
307089 | 1BUS 307089 | DUKE | 342 | 44 | 331
307090 | 1BUS 307090 | DUKE | 342 | 44 | 331
307091 | 1BUS 307091 | DUKE | 342 | 44 | 331
307092 | 1BUS 307092 | DUKE | 342 | 44 | 331
307093 | 1BUS 307093 | DUKE | 342 | 44 | 331
307095 | 1BUS 307095 | DUKE | 342 | 44 | 331
307096 | EASLYC6 B | DUKE | 342 | 100 | 332
307097 | 1BUS 307097 | DUKE | 342 | 44 | 331
307098 | 1BUS 307098 | DUKE | 342 | 44 | 331
307099 | 1BUS 307099 | DUKE | 342 | 44 | 331
307101 | 1BUS 307101 | DUKE | 342 | 44 | 331
307104 | GLENOLATW | DUKE | 342 | 100 | 338
307105 | 1BUS 307105 | DUKE | 342 | 44 | 331
307106 | 1BUS 307106 | DUKE | 342 | 44 | 331
307107 | 1BUS 307107 | DUKE | 342 | 44 | 331
307108 | 1BUS 307108 | DUKE | 342 | 44 | 331
307109 | 1BUS 307109 | DUKE | 342 | 44 | 331
307110 | 1BUS 307110 | DUKE | 342 | 44 | 331
307111 | 1BUS 307111 | DUKE | 342 | 44 | 331
307112 | 1BUS 307112 | DUKE | 342 | 44 | 331
307113 | 1BUS 307113 | DUKE | 342 | 44 | 331
307114 | 1BUS 307114 | DUKE | 342 | 44 | 331
307115 | 1BUS 307115 | DUKE | 342 | 44 | 331
307116 | 1BUS 307116 | DUKE | 342 | 44 | 331
307117 | 1BUS 307117 | DUKE | 342 | 44 | 331
307118 | 1BUS 307118 | DUKE | 342 | 44 | 331
307119 | 1BUS 307119 | DUKE | 342 | 44 | 331
307120 | 1BUS 307120 | DUKE | 342 | 44 | 331
307121 | 1BUS 307121 | DUKE | 342 | 44 | 331
307122 | 1BUS 307122 | DUKE | 342 | 44 | 331
307123 | 1BUS 307123 | DUKE | 342 | 44 | 331
307124 | 1BUS 307124 | DUKE | 342 | 44 | 331
307125 | 1BUS 307125 | DUKE | 342 | 44 | 331
307126 | 1BUS 307126 | DUKE | 342 | 44 | 331
307127 | 1BUS 307127 | DUKE | 342 | 44 | 333
307128 | 1BUS 307128 | DUKE | 342 | 44 | 331
307129 | 1BUS 307129 | DUKE | 342 | 44 | 331
307131 | 1BUS 307131 | DUKE | 342 | 44 | 333
307133 | 1BUS 307133 | DUKE | 342 | 44 | 331
307134 | 1BUS 307134 | DUKE | 342 | 44 | 331
307135 | 1BUS 307135 | DUKE | 342 | 44 | 331
307136 | 1BUS 307136 | DUKE | 342 | 44 | 331
307137 | 1BUS 307137 | DUKE | 342 | 44 | 331
307138 | 1BUS 307138 | DUKE | 342 | 44 | 331
307139 | 1BUS 307139 | DUKE | 342 | 44 | 331
307140 | 1BUS 307140 | DUKE | 342 | 44 | 331
307141 | 1BUS 307141 | DUKE | 342 | 44 | 331
307142 | 1BUS 307142 | DUKE | 342 | 44 | 331
307143 | 1BUS 307143 | DUKE | 342 | 44 | 331
307144 | 1BUS 307144 | DUKE | 342 | 44 | 331
307145 | 1BUS 307145 | DUKE | 342 | 44 | 331
307146 | 1BUS 307146 | DUKE | 342 | 44 | 331
307147 | 1BUS 307147 | DUKE | 342 | 44 | 331
307148 | 1BUS 307148 | DUKE | 342 | 44 | 331
307150 | 1BUS 307150 | DUKE | 342 | 44 | 331
307151 | 1BUS 307151 | DUKE | 342 | 44 | 331
307152 | 1BUS 307152 | DUKE | 342 | 44 | 331
307153 | 1BUS 307153 | DUKE | 342 | 44 | 331
307155 | 1BUS 307155 | DUKE | 342 | 44 | 331
307156 | 1BUS 307156 | DUKE | 342 | 44 | 331
307157 | BLREC11 W | DUKE | 342 | 100 | 332
307158 | 1BUS 307158 | DUKE | 342 | 44 | 331
307159 | 1BUS 307159 | DUKE | 342 | 44 | 331
307160 | 1BUS 307160 | DUKE | 342 | 44 | 331
307161 | 1BUS 307161 | DUKE | 342 | 44 | 331
307162 | 1BUS 307162 | DUKE | 342 | 44 | 331
307163 | 1BUS 307163 | DUKE | 342 | 44 | 331
307164 | 1BUS 307164 | DUKE | 342 | 44 | 331
307165 | 1BUS 307165 | DUKE | 342 | 44 | 331
307166 | 1BUS 307166 | DUKE | 342 | 44 | 331
307168 | 1BUS 307168 | DUKE | 342 | 44 | 331
307169 | 1BUS 307169 | DUKE | 342 | 44 | 333
307170 | 1BUS 307170 | DUKE | 342 | 44 | 331
307171 | 1BUS 307171 | DUKE | 342 | 44 | 331
307172 | 1BUS 307172 | DUKE | 342 | 44 | 331
307173 | 1BUS 307173 | DUKE | 342 | 44 | 331
307174 | 1BUS 307174 | DUKE | 342 | 44 | 331
307175 | 1BUS 307175 | DUKE | 342 | 44 | 331
307176 | 1BUS 307176 | DUKE | 342 | 44 | 331
307179 | 1BUS 307179 | DUKE | 342 | 44 | 331
307180 | 1BUS 307180 | DUKE | 342 | 44 | 331
307181 | 1BUS 307181 | DUKE | 342 | 44 | 331
307182 | 1BUS 307182 | DUKE | 342 | 44 | 331
307183 | 1BUS 307183 | DUKE | 342 | 44 | 331
307184 | 1BUS 307184 | DUKE | 342 | 44 | 331
307185 | 1BUS 307185 | DUKE | 342 | 44 | 331
307186 | 1BUS 307186 | DUKE | 342 | 44 | 331
307187 | 1BUS 307187 | DUKE | 342 | 44 | 331
307188 | 1BUS 307188 | DUKE | 342 | 44 | 331
307189 | 1BUS 307189 | DUKE | 342 | 44 | 331
307191 | 1BUS 307191 | DUKE | 342 | 44 | 331
307192 | 1BUS 307192 | DUKE | 342 | 44 | 331
307193 | 1BUS 307193 | DUKE | 342 | 44 | 331
307201 | 1BUS 307201 | DUKE | 342 | 44 | 331
307203 | 1BUS 307203 | DUKE | 342 | 44 | 331
307204 | 1BUS 307204 | DUKE | 342 | 44 | 331
307205 | 1BUS 307205 | DUKE | 342 | 44 | 331
307206 | 1BUS 307206 | DUKE | 342 | 44 | 331
307207 | 1BUS 307207 | DUKE | 342 | 44 | 331
307209 | 1BUS 307209 | DUKE | 342 | 44 | 331
307213 | 1BUS 307213 | DUKE | 342 | 44 | 331
307216 | 1BUS 307216 | DUKE | 342 | 44 | 331
307217 | 1BUS 307217 | DUKE | 342 | 44 | 332
307218 | 1BUS 307218 | DUKE | 342 | 44 | 331
307219 | 1BUS 307219 | DUKE | 342 | 44 | 331
307220 | 1BUS 307220 | DUKE | 342 | 44 | 331
307221 | 1BUS 307221 | DUKE | 342 | 44 | 332
307222 | 1BUS 307222 | DUKE | 342 | 44 | 332
307223 | 1BUS 307223 | DUKE | 342 | 44 | 332
307224 | 1BUS 307224 | DUKE | 342 | 44 | 331
307225 | 1BUS 307225 | DUKE | 342 | 44 | 332
307226 | 1BUS 307226 | DUKE | 342 | 44 | 332
307227 | 1BUS 307227 | DUKE | 342 | 44 | 332
307228 | 1BUS 307228 | DUKE | 342 | 44 | 332
307229 | 1BUS 307229 | DUKE | 342 | 44 | 332
307230 | 1BUS 307230 | DUKE | 342 | 44 | 331
307231 | 1BUS 307231 | DUKE | 342 | 44 | 332
307233 | 1BUS 307233 | DUKE | 342 | 44 | 332
307234 | 1BUS 307234 | DUKE | 342 | 44 | 332
307235 | 1BUS 307235 | DUKE | 342 | 44 | 332
307236 | 1BUS 307236 | DUKE | 342 | 44 | 332
307237 | 1BUS 307237 | DUKE | 342 | 44 | 332
307238 | 1BUS 307238 | DUKE | 342 | 44 | 332
307239 | 1BUS 307239 | DUKE | 342 | 44 | 332
307240 | 1BUS 307240 | DUKE | 342 | 44 | 332
307241 | 1BUS 307241 | DUKE | 342 | 44 | 332
307243 | 1BUS 307243 | DUKE | 342 | 44 | 332
307244 | 1BUS 307244 | DUKE | 342 | 44 | 332
307245 | 1BUS 307245 | DUKE | 342 | 44 | 332
307248 | 1BUS 307248 | DUKE | 342 | 44 | 332
307249 | 1BUS 307249 | DUKE | 342 | 44 | 332
307250 | 1BUS 307250 | DUKE | 342 | 44 | 332
307251 | 1BUS 307251 | DUKE | 342 | 44 | 332
307252 | 1BUS 307252 | DUKE | 342 | 44 | 332
307253 | 1BUS 307253 | DUKE | 342 | 44 | 332
307254 | 1BUS 307254 | DUKE | 342 | 44 | 332
307255 | 1BUS 307255 | DUKE | 342 | 44 | 332
307259 | 1BUS 307259 | DUKE | 342 | 44 | 332
307260 | 1BUS 307260 | DUKE | 342 | 44 | 332
307261 | 1BUS 307261 | DUKE | 342 | 44 | 332
307262 | 1BUS 307262 | DUKE | 342 | 44 | 332
307263 | 1BUS 307263 | DUKE | 342 | 44 | 333
307264 | 1BUS 307264 | DUKE | 342 | 44 | 332
307266 | 1BUS 307266 | DUKE | 342 | 44 | 332
307267 | 1BUS 307267 | DUKE | 342 | 44 | 332
307268 | 1BUS 307268 | DUKE | 342 | 44 | 332
307269 | 1BUS 307269 | DUKE | 342 | 44 | 332
307270 | 1BUS 307270 | DUKE | 342 | 44 | 332
307271 | 1BUS 307271 | DUKE | 342 | 44 | 332
307272 | 1BUS 307272 | DUKE | 342 | 44 | 332
307273 | RNDLMNT | DUKE | 342 | 100 | 338
307276 | IND 307276 | DUKE | 342 | 100 | 333
307277 | 1BUS 307277 | DUKE | 342 | 44 | 332
307278 | 1BUS 307278 | DUKE | 342 | 44 | 332
307279 | 1BUS 307279 | DUKE | 342 | 44 | 332
307280 | 1BUS 307280 | DUKE | 342 | 44 | 332
307281 | 1BUS 307281 | DUKE | 342 | 44 | 332
307282 | 1BUS 307282 | DUKE | 342 | 44 | 332
307285 | 1BUS 307285 | DUKE | 342 | 44 | 332
307286 | 1BUS 307286 | DUKE | 342 | 44 | 332
307287 | 1BUS 307287 | DUKE | 342 | 44 | 332
307289 | 1BUS 307289 | DUKE | 342 | 44 | 332
307290 | 1BUS 307290 | DUKE | 342 | 44 | 332
307291 | 1BUS 307291 | DUKE | 342 | 44 | 332
307292 | 1BUS 307292 | DUKE | 342 | 44 | 332
307293 | 1BUS 307293 | DUKE | 342 | 44 | 332
307294 | 1BUS 307294 | DUKE | 342 | 44 | 332
307295 | 1BUS 307295 | DUKE | 342 | 44 | 332
307296 | 1BUS 307296 | DUKE | 342 | 44 | 332
307297 | 1BUS 307297 | DUKE | 342 | 44 | 332
307298 | 1BUS 307298 | DUKE | 342 | 44 | 332
307299 | 1BUS 307299 | DUKE | 342 | 44 | 332
307300 | 1BUS 307300 | DUKE | 342 | 44 | 332
307301 | 1BUS 307301 | DUKE | 342 | 44 | 331
307302 | 1BUS 307302 | DUKE | 342 | 44 | 332
307303 | 1BUS 307303 | DUKE | 342 | 44 | 332
307304 | 1BUS 307304 | DUKE | 342 | 44 | 332
307305 | 1BUS 307305 | DUKE | 342 | 44 | 332
307306 | 1BUS 307306 | DUKE | 342 | 44 | 332
307307 | 1BUS 307307 | DUKE | 342 | 44 | 332
307308 | BUS 307308 | DUKE | 342 | 100 | 333
307310 | 1BUS 307310 | DUKE | 342 | 44 | 332
307311 | 1BUS 307311 | DUKE | 342 | 44 | 331
307313 | 1BUS 307313 | DUKE | 342 | 44 | 332
307314 | 1BUS 307314 | DUKE | 342 | 44 | 332
307315 | 1BUS 307315 | DUKE | 342 | 44 | 332
307316 | 1BUS 307316 | DUKE | 342 | 44 | 332
307317 | 1BUS 307317 | DUKE | 342 | 44 | 332
307318 | 1BUS 307318 | DUKE | 342 | 44 | 332
307319 | 1BUS 307319 | DUKE | 342 | 44 | 332
307320 | HUNTERC3 | DUKE | 342 | 100 | 336
307322 | 1BUS 307322 | DUKE | 342 | 44 | 332
307324 | 1BUS 307324 | DUKE | 342 | 44 | 332
307325 | 1BUS 307325 | DUKE | 342 | 44 | 332
307326 | 1BUS 307326 | DUKE | 342 | 44 | 332
307327 | 1BUS 307327 | DUKE | 342 | 44 | 332
307329 | 1BUS 307329 | DUKE | 342 | 44 | 332
307330 | 1BUS 307330 | DUKE | 342 | 44 | 332
307331 | EASLYC3 W | DUKE | 342 | 100 | 332
307332 | 1BUS 307332 | DUKE | 342 | 44 | 332
307334 | 1BUS 307334 | DUKE | 342 | 44 | 332
307337 | 1BUS 307337 | DUKE | 342 | 44 | 332
307339 | 1BUS 307339 | DUKE | 342 | 44 | 332
307341 | 1BUS 307341 | DUKE | 342 | 44 | 332
307342 | 1BUS 307342 | DUKE | 342 | 44 | 332
307343 | 1BUS 307343 | DUKE | 342 | 44 | 332
307344 | 1BUS 307344 | DUKE | 342 | 44 | 332
307345 | 1BUS 307345 | DUKE | 342 | 44 | 332
307347 | 1BUS 307347 | DUKE | 342 | 44 | 332
307348 | 1BUS 307348 | DUKE | 342 | 44 | 332
307349 | 1BUS 307349 | DUKE | 342 | 44 | 332
307351 | 1BUS 307351 | DUKE | 342 | 44 | 332
307352 | 1BUS 307352 | DUKE | 342 | 44 | 332
307353 | 1BUS 307353 | DUKE | 342 | 44 | 332
307354 | 1BUS 307354 | DUKE | 342 | 44 | 332
307356 | 1BUS 307356 | DUKE | 342 | 44 | 332
307357 | 1BUS 307357 | DUKE | 342 | 44 | 332
307358 | 1BUS 307358 | DUKE | 342 | 44 | 332
307359 | 1BUS 307359 | DUKE | 342 | 44 | 332
307360 | 1BUS 307360 | DUKE | 342 | 44 | 332
307361 | 1BUS 307361 | DUKE | 342 | 44 | 332
307363 | 1BUS 307363 | DUKE | 342 | 44 | 333
307364 | 1BUS 307364 | DUKE | 342 | 44 | 332
307365 | 1BUS 307365 | DUKE | 342 | 44 | 332
307366 | 1BUS 307366 | DUKE | 342 | 44 | 332
307367 | BUS 307367 | DUKE | 342 | 100 | 332
307368 | 1BUS 307368 | DUKE | 342 | 44 | 332
307369 | 1BUS 307369 | DUKE | 342 | 44 | 332
307374 | 1BUS 307374 | DUKE | 342 | 44 | 332
307377 | 1BUS 307377 | DUKE | 342 | 44 | 332
307378 | 1BUS 307378 | DUKE | 342 | 44 | 331
307379 | 1BUS 307379 | DUKE | 342 | 44 | 333
307380 | 1BUS 307380 | DUKE | 342 | 44 | 332
307381 | 1BUS 307381 | DUKE | 342 | 44 | 332
307383 | 1BUS 307383 | DUKE | 342 | 24.94 | 333
307384 | 1BUS 307384 | DUKE | 342 | 24.94 | 333
307385 | BUS 307385 | DUKE | 342 | 100 | 332
307386 | 1BUS 307386 | DUKE | 342 | 44 | 333
307387 | 1BUS 307387 | DUKE | 342 | 24.94 | 333
307388 | 1BUS 307388 | DUKE | 342 | 24.94 | 333
307389 | 1BUS 307389 | DUKE | 342 | 44 | 333
307390 | 1BUS 307390 | DUKE | 342 | 24.94 | 333
307391 | IND 307391 | DUKE | 342 | 100 | 331
307392 | 1BUS 307392 | DUKE | 342 | 44 | 333
307393 | 1BUS 307393 | DUKE | 342 | 44 | 333
307394 | 1BUS 307394 | DUKE | 342 | 44 | 333
307395 | 1BUS 307395 | DUKE | 342 | 44 | 333
307396 | 1BUS 307396 | DUKE | 342 | 44 | 331
307397 | 1BUS 307397 | DUKE | 342 | 44 | 333
307398 | 1BUS 307398 | DUKE | 342 | 44 | 333
307399 | 1BUS 307399 | DUKE | 342 | 44 | 333
307401 | 1BUS 307401 | DUKE | 342 | 44 | 333
307402 | 1BUS 307402 | DUKE | 342 | 44 | 333
307403 | 1BUS 307403 | DUKE | 342 | 44 | 333
307404 | 1BUS 307404 | DUKE | 342 | 44 | 333
307405 | 1BUS 307405 | DUKE | 342 | 44 | 333
307406 | 1BUS 307406 | DUKE | 342 | 44 | 333
307407 | 1BUS 307407 | DUKE | 342 | 44 | 333
307408 | 1BUS 307408 | DUKE | 342 | 44 | 333
307409 | 1BUS 307409 | DUKE | 342 | 44 | 333
307410 | 1BUS 307410 | DUKE | 342 | 44 | 333
307411 | 1BUS 307411 | DUKE | 342 | 44 | 333
307412 | 1BUS 307412 | DUKE | 342 | 44 | 333
307413 | 1BUS 307413 | DUKE | 342 | 44 | 333
307414 | 1BUS 307414 | DUKE | 342 | 44 | 333
307415 | 1BUS 307415 | DUKE | 342 | 44 | 333
307416 | GREERCITY7 | DUKE | 342 | 100 | 332
307417 | 1BUS 307417 | DUKE | 342 | 44 | 333
307418 | 1BUS 307418 | DUKE | 342 | 44 | 333
307419 | 1BUS 307419 | DUKE | 342 | 44 | 333
307420 | 1BUS 307420 | DUKE | 342 | 44 | 333
307421 | 1BUS 307421 | DUKE | 342 | 44 | 333
307422 | 1BUS 307422 | DUKE | 342 | 44 | 333
307423 | 1BUS 307423 | DUKE | 342 | 44 | 333
307424 | 1BUS 307424 | DUKE | 342 | 44 | 333
307426 | 1BUS 307426 | DUKE | 342 | 44 | 333
307428 | 1BUS 307428 | DUKE | 342 | 44 | 333
307430 | 1BUS 307430 | DUKE | 342 | 44 | 333
307435 | 1BUS 307435 | DUKE | 342 | 44 | 333
307437 | 1BUS 307437 | DUKE | 342 | 44 | 333
307438 | 1BUS 307438 | DUKE | 342 | 44 | 333
307439 | 1BUS 307439 | DUKE | 342 | 44 | 333
307440 | 1BUS 307440 | DUKE | 342 | 44 | 333
307441 | 1BUS 307441 | DUKE | 342 | 44 | 333
307444 | 1BUS 307444 | DUKE | 342 | 44 | 333
307445 | 1BUS 307445 | DUKE | 342 | 44 | 333
307446 | 1BUS 307446 | DUKE | 342 | 44 | 333
307447 | LAUEC40 | DUKE | 342 | 100 | 333
307448 | 1BUS 307448 | DUKE | 342 | 44 | 333
307451 | 1BUS 307451 | DUKE | 342 | 44 | 333
307453 | 1BUS 307453 | DUKE | 342 | 44 | 333
307454 | 1BUS 307454 | DUKE | 342 | 44 | 333
307455 | 1BUS 307455 | DUKE | 342 | 44 | 333
307457 | 1BUS 307457 | DUKE | 342 | 44 | 333
307458 | 1BUS 307458 | DUKE | 342 | 44 | 333
307460 | IND 307460 | DUKE | 342 | 100 | 335
307461 | 1BUS 307461 | DUKE | 342 | 44 | 333
307462 | 1BUS 307462 | DUKE | 342 | 44 | 333
307463 | 1BUS 307463 | DUKE | 342 | 44 | 333
307464 | 1BUS 307464 | DUKE | 342 | 44 | 333
307467 | 1BUS 307467 | DUKE | 342 | 44 | 333
307468 | 1BUS 307468 | DUKE | 342 | 44 | 333
307469 | 1BUS 307469 | DUKE | 342 | 44 | 333
307470 | 1BUS 307470 | DUKE | 342 | 44 | 333
307471 | 1BUS 307471 | DUKE | 342 | 44 | 333
307473 | 1BUS 307473 | DUKE | 342 | 44 | 333
307474 | 1BUS 307474 | DUKE | 342 | 44 | 333
307475 | BUS 307475 | DUKE | 342 | 100 | 331
307476 | 1BUS 307476 | DUKE | 342 | 44 | 333
307477 | 1BUS 307477 | DUKE | 342 | 44 | 333
307478 | 1BUS 307478 | DUKE | 342 | 44 | 333
307480 | 1BUS 307480 | DUKE | 342 | 44 | 333
307481 | 1BUS 307481 | DUKE | 342 | 44 | 333
307482 | 1BUS 307482 | DUKE | 342 | 44 | 333
307484 | 1BUS 307484 | DUKE | 342 | 44 | 333
307485 | GASTNC17T | DUKE | 342 | 100 | 334
307486 | 1BUS 307486 | DUKE | 342 | 44 | 333
307489 | 1BUS 307489 | DUKE | 342 | 44 | 333
307490 | 1BUS 307490 | DUKE | 342 | 44 | 333
307491 | 1BUS 307491 | DUKE | 342 | 44 | 333
307492 | 1BUS 307492 | DUKE | 342 | 44 | 333
307493 | 1BUS 307493 | DUKE | 342 | 44 | 333
307494 | 1BUS 307494 | DUKE | 342 | 44 | 333
307495 | 1BUS 307495 | DUKE | 342 | 44 | 331
307496 | 1BUS 307496 | DUKE | 342 | 44 | 333
307497 | 1BUS 307497 | DUKE | 342 | 44 | 333
307498 | 1BUS 307498 | DUKE | 342 | 44 | 333
307499 | 1BUS 307499 | DUKE | 342 | 44 | 333
307500 | 1BUS 307500 | DUKE | 342 | 44 | 333
307502 | 1BUS 307502 | DUKE | 342 | 44 | 333
307505 | 1BUS 307505 | DUKE | 342 | 44 | 333
307506 | 1BUS 307506 | DUKE | 342 | 44 | 333
307507 | IND 307507 | DUKE | 342 | 100 | 333
307508 | TORAY W | DUKE | 342 | 100 | 333
307509 | 1BUS 307509 | DUKE | 342 | 44 | 333
307510 | IND 307510 | DUKE | 342 | 100 | 333
307512 | 1BUS 307512 | DUKE | 342 | 44 | 333
307513 | 1BUS 307513 | DUKE | 342 | 44 | 333
307514 | 1BUS 307514 | DUKE | 342 | 44 | 333
307515 | 1BUS 307515 | DUKE | 342 | 44 | 333
307516 | 1BUS 307516 | DUKE | 342 | 44 | 333
307517 | 1BUS 307517 | DUKE | 342 | 44 | 333
307518 | 1BUS 307518 | DUKE | 342 | 44 | 333
307519 | 1BUS 307519 | DUKE | 342 | 44 | 333
307520 | 1BUS 307520 | DUKE | 342 | 44 | 333
307521 | GSTNC17 | DUKE | 342 | 100 | 334
307522 | 1BUS 307522 | DUKE | 342 | 44 | 333
307523 | 1BUS 307523 | DUKE | 342 | 44 | 333
307528 | 1BUS 307528 | DUKE | 342 | 44 | 333
307529 | 1BUS 307529 | DUKE | 342 | 44 | 333
307530 | 1BUS 307530 | DUKE | 342 | 44 | 333
307531 | 1BUS 307531 | DUKE | 342 | 44 | 333
307532 | 1BUS 307532 | DUKE | 342 | 44 | 333
307533 | 1BUS 307533 | DUKE | 342 | 44 | 333
307534 | 1BUS 307534 | DUKE | 342 | 44 | 333
307535 | 1BUS 307535 | DUKE | 342 | 44 | 333
307536 | 1BUS 307536 | DUKE | 342 | 44 | 333
307537 | 1BUS 307537 | DUKE | 342 | 44 | 333
307539 | EASLEY B | DUKE | 342 | 100 | 332
307540 | 1BUS 307540 | DUKE | 342 | 44 | 333
307541 | 1BUS 307541 | DUKE | 342 | 44 | 333
307543 | 1BUS 307543 | DUKE | 342 | 44 | 333
307544 | 1BUS 307544 | DUKE | 342 | 44 | 333
307545 | 1BUS 307545 | DUKE | 342 | 44 | 333
307546 | 1BUS 307546 | DUKE | 342 | 44 | 333
307547 | 1BUS 307547 | DUKE | 342 | 44 | 333
307549 | 1BUS 307549 | DUKE | 342 | 44 | 333
307552 | 1BUS 307552 | DUKE | 342 | 44 | 333
307553 | 1BUS 307553 | DUKE | 342 | 44 | 332
307556 | 1BUS 307556 | DUKE | 342 | 44 | 333
307557 | 1BUS 307557 | DUKE | 342 | 44 | 333
307559 | 1BUS 307559 | DUKE | 342 | 44 | 333
307560 | 1BUS 307560 | DUKE | 342 | 44 | 333
307563 | 1BUS 307563 | DUKE | 342 | 44 | 333
307564 | 1BUS 307564 | DUKE | 342 | 44 | 333
307565 | SUMMEYR B | DUKE | 342 | 100 | 331
307567 | 1BUS 307567 | DUKE | 342 | 44 | 333
307568 | 1BUS 307568 | DUKE | 342 | 44 | 333
307570 | 1BUS 307570 | DUKE | 342 | 44 | 333
307571 | 1BUS 307571 | DUKE | 342 | 44 | 333
307572 | 1BUS 307572 | DUKE | 342 | 44 | 333
307573 | 1BUS 307573 | DUKE | 342 | 44 | 333
307575 | 1BUS 307575 | DUKE | 342 | 44 | 333
307576 | 1BUS 307576 | DUKE | 342 | 44 | 333
307578 | 1BUS 307578 | DUKE | 342 | 44 | 333
307579 | 1BUS 307579 | DUKE | 342 | 44 | 333
307580 | 1BUS 307580 | DUKE | 342 | 44 | 333
307581 | 1BUS 307581 | DUKE | 342 | 44 | 333
307582 | 1BUS 307582 | DUKE | 342 | 44 | 333
307583 | MATRIX | DUKE | 342 | 100 | 332
307584 | 1BUS 307584 | DUKE | 342 | 44 | 333
307585 | 1BUS 307585 | DUKE | 342 | 44 | 333
307586 | 1BUS 307586 | DUKE | 342 | 44 | 333
307587 | 1BUS 307587 | DUKE | 342 | 44 | 333
307589 | 1BUS 307589 | DUKE | 342 | 44 | 333
307590 | 1BUS 307590 | DUKE | 342 | 44 | 333
307591 | 1BUS 307591 | DUKE | 342 | 44 | 333
307592 | 1BUS 307592 | DUKE | 342 | 44 | 333
307593 | 1BUS 307593 | DUKE | 342 | 44 | 333
307594 | 1BUS 307594 | DUKE | 342 | 44 | 333
307595 | 1BUS 307595 | DUKE | 342 | 44 | 333
307596 | 1BUS 307596 | DUKE | 342 | 44 | 333
307597 | 1BUS 307597 | DUKE | 342 | 44 | 333
307598 | 1BUS 307598 | DUKE | 342 | 44 | 333
307602 | 1BUS 307602 | DUKE | 342 | 44 | 333
307603 | 1BUS 307603 | DUKE | 342 | 44 | 333
307605 | 1BUS 307605 | DUKE | 342 | 44 | 333
307606 | 1BUS 307606 | DUKE | 342 | 44 | 333
307607 | 1BUS 307607 | DUKE | 342 | 44 | 333
307612 | 1BUS 307612 | DUKE | 342 | 44 | 333
307613 | 1MOCKSVPV | DUKE | 342 | 44 | 337
307614 | MONROEPV | DUKE | 342 | 100 | 336
307615 | 1BUS 307615 | DUKE | 342 | 44 | 333
307616 | 1BUS 307616 | DUKE | 342 | 44 | 333
307617 | LAUEC41 | DUKE | 342 | 100 | 331
307619 | 1BUS 307619 | DUKE | 342 | 44 | 334
307621 | 1BUS 307621 | DUKE | 342 | 44 | 333
307622 | 1BUS 307622 | DUKE | 342 | 44 | 333
307623 | 1BUS 307623 | DUKE | 342 | 44 | 334
307624 | 1BUS 307624 | DUKE | 342 | 44 | 334
307627 | 1BUS 307627 | DUKE | 342 | 44 | 334
307628 | 1BUS 307628 | DUKE | 342 | 44 | 334
307629 | 1BUS 307629 | DUKE | 342 | 44 | 334
307633 | 1BUS 307633 | DUKE | 342 | 44 | 334
307634 | 1BUS 307634 | DUKE | 342 | 44 | 334
307635 | 1BUS 307635 | DUKE | 342 | 44 | 334
307636 | 1BUS 307636 | DUKE | 342 | 44 | 334
307637 | 1BUS 307637 | DUKE | 342 | 44 | 334
307638 | 1BUS 307638 | DUKE | 342 | 44 | 334
307641 | 1BUS 307641 | DUKE | 342 | 44 | 334
307642 | 1BUS 307642 | DUKE | 342 | 44 | 334
307643 | 1BUS 307643 | DUKE | 342 | 44 | 334
307644 | 1BUS 307644 | DUKE | 342 | 44 | 334
307645 | 1BUS 307645 | DUKE | 342 | 44 | 334
307646 | 1BUS 307646 | DUKE | 342 | 44 | 334
307647 | 1BUS 307647 | DUKE | 342 | 44 | 334
307648 | 1BUS 307648 | DUKE | 342 | 44 | 334
307650 | 1BUS 307650 | DUKE | 342 | 44 | 334
307651 | 1BUS 307651 | DUKE | 342 | 44 | 334
307653 | 1BUS 307653 | DUKE | 342 | 44 | 334
307654 | 1BUS 307654 | DUKE | 342 | 44 | 334
307655 | 1BUS 307655 | DUKE | 342 | 44 | 334
307656 | 1BUS 307656 | DUKE | 342 | 44 | 334
307657 | 1BUS 307657 | DUKE | 342 | 44 | 334
307659 | 1BUS 307659 | DUKE | 342 | 44 | 334
307660 | 1BUS 307660 | DUKE | 342 | 44 | 334
307661 | 1BUS 307661 | DUKE | 342 | 44 | 334
307662 | 1BUS 307662 | DUKE | 342 | 44 | 334
307664 | 1BUS 307664 | DUKE | 342 | 44 | 334
307665 | 1BUS 307665 | DUKE | 342 | 44 | 334
307666 | 1BUS 307666 | DUKE | 342 | 44 | 334
307667 | 1BUS 307667 | DUKE | 342 | 44 | 334
307668 | 1BUS 307668 | DUKE | 342 | 44 | 334
307670 | 1BUS 307670 | DUKE | 342 | 44 | 334
307671 | 1BUS 307671 | DUKE | 342 | 44 | 334
307673 | 1BUS 307673 | DUKE | 342 | 44 | 334
307674 | 1BUS 307674 | DUKE | 342 | 44 | 334
307675 | 1BUS 307675 | DUKE | 342 | 44 | 334
307677 | 1BUS 307677 | DUKE | 342 | 44 | 334
307678 | 1BUS 307678 | DUKE | 342 | 44 | 334
307679 | 1BUS 307679 | DUKE | 342 | 44 | 334
307680 | 1BUS 307680 | DUKE | 342 | 44 | 334
307681 | 1BUS 307681 | DUKE | 342 | 44 | 334
307682 | 1BUS 307682 | DUKE | 342 | 44 | 334
307683 | 1BUS 307683 | DUKE | 342 | 44 | 334
307684 | 1BUS 307684 | DUKE | 342 | 44 | 334
307685 | 1BUS 307685 | DUKE | 342 | 44 | 334
307687 | 1BUS 307687 | DUKE | 342 | 44 | 334
307688 | 1BUS 307688 | DUKE | 342 | 44 | 334
307691 | 1BUS 307691 | DUKE | 342 | 44 | 334
307693 | 1BUS 307693 | DUKE | 342 | 44 | 334
307695 | 1BUS 307695 | DUKE | 342 | 44 | 334
307696 | 1BUS 307696 | DUKE | 342 | 44 | 334
307697 | 1BUS 307697 | DUKE | 342 | 44 | 334
307698 | 1BUS 307698 | DUKE | 342 | 44 | 334
307699 | 1BUS 307699 | DUKE | 342 | 44 | 334
307700 | 1BUS 307700 | DUKE | 342 | 44 | 334
307703 | 1BUS 307703 | DUKE | 342 | 44 | 334
307704 | 1BUS 307704 | DUKE | 342 | 44 | 334
307705 | 1BUS 307705 | DUKE | 342 | 44 | 334
307706 | 1BUS 307706 | DUKE | 342 | 44 | 334
307707 | 1BUS 307707 | DUKE | 342 | 44 | 334
307708 | 1BUS 307708 | DUKE | 342 | 44 | 334
307711 | 1BUS 307711 | DUKE | 342 | 44 | 334
307712 | 1BUS 307712 | DUKE | 342 | 44 | 334
307713 | 1BUS 307713 | DUKE | 342 | 44 | 334
307714 | INDLNDR | DUKE | 342 | 100 | 334
307715 | 1BUS 307715 | DUKE | 342 | 44 | 334
307716 | 1BUS 307716 | DUKE | 342 | 44 | 334
307717 | 1BUS 307717 | DUKE | 342 | 44 | 334
307718 | 1BUS 307718 | DUKE | 342 | 44 | 334
307721 | 1BUS 307721 | DUKE | 342 | 44 | 334
307723 | 1KISER T | DUKE | 342 | 44 | 334
307724 | 1BUS 307724 | DUKE | 342 | 44 | 334
307727 | 1BUS 307727 | DUKE | 342 | 44 | 334
307728 | 1BUS 307728 | DUKE | 342 | 44 | 334
307729 | 1BUS 307729 | DUKE | 342 | 44 | 334
307730 | 1BUS 307730 | DUKE | 342 | 44 | 334
307731 | 1BUS 307731 | DUKE | 342 | 44 | 334
307732 | 1BUS 307732 | DUKE | 342 | 44 | 334
307733 | 1BUS 307733 | DUKE | 342 | 44 | 334
307734 | 1BUS 307734 | DUKE | 342 | 44 | 334
307735 | 1BUS 307735 | DUKE | 342 | 44 | 334
307736 | 1BUS 307736 | DUKE | 342 | 44 | 334
307737 | 1BUS 307737 | DUKE | 342 | 44 | 334
307738 | 1BUS 307738 | DUKE | 342 | 44 | 334
307739 | 1BUS 307739 | DUKE | 342 | 44 | 334
307740 | 1BUS 307740 | DUKE | 342 | 44 | 334
307741 | 1BUS 307741 | DUKE | 342 | 44 | 334
307742 | 1BUS 307742 | DUKE | 342 | 44 | 334
307743 | 1BUS 307743 | DUKE | 342 | 44 | 334
307745 | 1BUS 307745 | DUKE | 342 | 44 | 334
307746 | 1BUS 307746 | DUKE | 342 | 44 | 334
307750 | 1BUS 307750 | DUKE | 342 | 44 | 334
307751 | 1BUS 307751 | DUKE | 342 | 44 | 334
307752 | 1BUS 307752 | DUKE | 342 | 44 | 334
307753 | 1BUS 307753 | DUKE | 342 | 44 | 334
307754 | 1BUS 307754 | DUKE | 342 | 44 | 334
307755 | 1BUS 307755 | DUKE | 342 | 44 | 334
307756 | 1BUS 307756 | DUKE | 342 | 44 | 334
307758 | 1BUS 307758 | DUKE | 342 | 44 | 334
307759 | 1BUS 307759 | DUKE | 342 | 44 | 334
307760 | 1BUS 307760 | DUKE | 342 | 44 | 334
307761 | 1BUS 307761 | DUKE | 342 | 44 | 334
307762 | 1BUS 307762 | DUKE | 342 | 44 | 334
307763 | 1BUS 307763 | DUKE | 342 | 44 | 334
307764 | 1BUS 307764 | DUKE | 342 | 44 | 334
307765 | 1BUS 307765 | DUKE | 342 | 44 | 334
307766 | 1BUS 307766 | DUKE | 342 | 44 | 334
307767 | 1BUS 307767 | DUKE | 342 | 44 | 334
307768 | 1BUS 307768 | DUKE | 342 | 44 | 334
307770 | 1BUS 307770 | DUKE | 342 | 44 | 334
307771 | 1BUS 307771 | DUKE | 342 | 44 | 334
307772 | 1BUS 307772 | DUKE | 342 | 44 | 334
307773 | 1BUS 307773 | DUKE | 342 | 44 | 334
307775 | 1BUS 307775 | DUKE | 342 | 44 | 334
307776 | 1BUS 307776 | DUKE | 342 | 44 | 334
307777 | 1BUS 307777 | DUKE | 342 | 44 | 334
307779 | 1BUS 307779 | DUKE | 342 | 44 | 334
307785 | 1BUS 307785 | DUKE | 342 | 44 | 334
307786 | 1BUS 307786 | DUKE | 342 | 44 | 334
307787 | 1BUS 307787 | DUKE | 342 | 44 | 334
307788 | 1BUS 307788 | DUKE | 342 | 44 | 334
307789 | 1BUS 307789 | DUKE | 342 | 44 | 334
307791 | SOUTHB T | DUKE | 342 | 100 | 337
307792 | 1BUS 307792 | DUKE | 342 | 44 | 334
307793 | 1BUS 307793 | DUKE | 342 | 44 | 334
307795 | 1BUS 307795 | DUKE | 342 | 44 | 334
307796 | 1BUS 307796 | DUKE | 342 | 44 | 334
307797 | 1BUS 307797 | DUKE | 342 | 44 | 334
307798 | 1BUS 307798 | DUKE | 342 | 44 | 334
307799 | 1BUS 307799 | DUKE | 342 | 44 | 334
307800 | 1BUS 307800 | DUKE | 342 | 44 | 334
307801 | 1BUS 307801 | DUKE | 342 | 44 | 334
307802 | 1BUS 307802 | DUKE | 342 | 44 | 334
307803 | 1BUS 307803 | DUKE | 342 | 44 | 334
307804 | 1BUS 307804 | DUKE | 342 | 44 | 334
307805 | 1BUS 307805 | DUKE | 342 | 44 | 334
307807 | 1BUS 307807 | DUKE | 342 | 44 | 334
307808 | 1BUS 307808 | DUKE | 342 | 44 | 334
307810 | 1BUS 307810 | DUKE | 342 | 44 | 334
307811 | 1BUS 307811 | DUKE | 342 | 44 | 334
307812 | 1BUS 307812 | DUKE | 342 | 44 | 334
307813 | 1BUS 307813 | DUKE | 342 | 44 | 334
307814 | 1BUS 307814 | DUKE | 342 | 44 | 334
307816 | 1BUS 307816 | DUKE | 342 | 44 | 334
307817 | 1BUS 307817 | DUKE | 342 | 44 | 334
307818 | 1BUS 307818 | DUKE | 342 | 44 | 334
307820 | 1BUS 307820 | DUKE | 342 | 44 | 334
307821 | 1BUS 307821 | DUKE | 342 | 44 | 334
307822 | 1BUS 307822 | DUKE | 342 | 44 | 334
307823 | 1BUS 307823 | DUKE | 342 | 44 | 334
307824 | 1BUS 307824 | DUKE | 342 | 44 | 334
307826 | 1BUS 307826 | DUKE | 342 | 44 | 334
307827 | 1BUS 307827 | DUKE | 342 | 44 | 334
307828 | 1BUS 307828 | DUKE | 342 | 44 | 334
307830 | 1BUS 307830 | DUKE | 342 | 44 | 334
307831 | 1BUS 307831 | DUKE | 342 | 44 | 334
307832 | 1BUS 307832 | DUKE | 342 | 44 | 334
307834 | 1BUS 307834 | DUKE | 342 | 44 | 334
307835 | 1BUS 307835 | DUKE | 342 | 44 | 334
307836 | 1BUS 307836 | DUKE | 342 | 44 | 334
307837 | 1BUS 307837 | DUKE | 342 | 44 | 334
307841 | 1BUS 307841 | DUKE | 342 | 44 | 334
307843 | 1BUS 307843 | DUKE | 342 | 44 | 334
307844 | 1BUS 307844 | DUKE | 342 | 44 | 334
307845 | 1BUS 307845 | DUKE | 342 | 44 | 334
307848 | 1BUS 307848 | DUKE | 342 | 44 | 334
307849 | 1BUS 307849 | DUKE | 342 | 44 | 334
307850 | 1BUS 307850 | DUKE | 342 | 44 | 334
307851 | 1BUS 307851 | DUKE | 342 | 44 | 334
307852 | 1BUS 307852 | DUKE | 342 | 44 | 338
307865 | 1BUS 307865 | DUKE | 342 | 44 | 334
307866 | 1BUS 307866 | DUKE | 342 | 44 | 334
307868 | SENC2 TB | DUKE | 342 | 100 | 331
307869 | 1BUS 307869 | DUKE | 342 | 44 | 334
307870 | 1BUS 307870 | DUKE | 342 | 44 | 334
307873 | 1BUS 307873 | DUKE | 342 | 44 | 334
307874 | 1BUS 307874 | DUKE | 342 | 44 | 334
307876 | 1BUS 307876 | DUKE | 342 | 44 | 334
307877 | 1BUS 307877 | DUKE | 342 | 44 | 335
307878 | 1BUS 307878 | DUKE | 342 | 44 | 334
307880 | 1BUS 307880 | DUKE | 342 | 44 | 335
307881 | NWBYC5 | DUKE | 342 | 100 | 333
307883 | IND 307883 | DUKE | 342 | 100 | 332
307884 | 1BUS 307884 | DUKE | 342 | 44 | 334
307886 | 1BUS 307886 | DUKE | 342 | 44 | 334
307887 | ELK VALL WH | DUKE | 342 | 100 | 337
307888 | 1BUS 307888 | DUKE | 342 | 44 | 334
307889 | 1BUS 307889 | DUKE | 342 | 44 | 334
307890 | 1BUS 307890 | DUKE | 342 | 44 | 334
307891 | 1BUS 307891 | DUKE | 342 | 44 | 335
307892 | 3NWBYC6 | DUKE | 342 | 115 | 333
307893 | 1BUS 307893 | DUKE | 342 | 44 | 335
307894 | 1BUS 307894 | DUKE | 342 | 44 | 335
307895 | 1BUS 307895 | DUKE | 342 | 44 | 335
307896 | 1BUS 307896 | DUKE | 342 | 44 | 335
307898 | 1BUS 307898 | DUKE | 342 | 44 | 335
307899 | 1BUS 307899 | DUKE | 342 | 44 | 335
307900 | 1BUS 307900 | DUKE | 342 | 44 | 335
307902 | 1BUS 307902 | DUKE | 342 | 44 | 335
307903 | 1BUS 307903 | DUKE | 342 | 44 | 335
307905 | 1BUS 307905 | DUKE | 342 | 44 | 335
307907 | 1BUS 307907 | DUKE | 342 | 44 | 335
307908 | 1BUS 307908 | DUKE | 342 | 44 | 335
307909 | 1BUS 307909 | DUKE | 342 | 44 | 335
307910 | 1BUS 307910 | DUKE | 342 | 44 | 335
307911 | 1BUS 307911 | DUKE | 342 | 44 | 335
307912 | 1BUS 307912 | DUKE | 342 | 44 | 335
307913 | 1BUS 307913 | DUKE | 342 | 44 | 335
307914 | 1BUS 307914 | DUKE | 342 | 44 | 335
307915 | 1BUS 307915 | DUKE | 342 | 44 | 335
307916 | LOCKHART4 | DUKE | 342 | 100 | 333
307917 | 1BUS 307917 | DUKE | 342 | 44 | 335
307918 | 1BUS 307918 | DUKE | 342 | 44 | 335
307919 | 1BUS 307919 | DUKE | 342 | 44 | 335
307920 | 1BUS 307920 | DUKE | 342 | 44 | 335
307921 | 1BUS 307921 | DUKE | 342 | 44 | 335
307922 | 1BUS 307922 | DUKE | 342 | 44 | 335
307923 | 1BUS 307923 | DUKE | 342 | 44 | 335
307924 | 1BUS 307924 | DUKE | 342 | 44 | 335
307925 | 1BUS 307925 | DUKE | 342 | 44 | 335
307926 | 1BUS 307926 | DUKE | 342 | 44 | 335
307927 | 1BUS 307927 | DUKE | 342 | 44 | 335
307928 | 1BUS 307928 | DUKE | 342 | 44 | 335
307929 | 1BUS 307929 | DUKE | 342 | 44 | 335
307930 | 1BUS 307930 | DUKE | 342 | 44 | 335
307931 | 1BUS 307931 | DUKE | 342 | 44 | 335
307932 | 1BUS 307932 | DUKE | 342 | 44 | 335
307933 | 1BUS 307933 | DUKE | 342 | 44 | 335
307934 | 1BUS 307934 | DUKE | 342 | 44 | 335
307935 | 1BUS 307935 | DUKE | 342 | 44 | 335
307936 | LAYCOCKRET | DUKE | 342 | 100 | 332
307937 | 1BUS 307937 | DUKE | 342 | 44 | 335
307939 | 1BUS 307939 | DUKE | 342 | 44 | 335
307940 | 1BUS 307940 | DUKE | 342 | 44 | 335
307941 | 1BUS 307941 | DUKE | 342 | 44 | 335
307943 | 1BUS 307943 | DUKE | 342 | 44 | 335
307945 | 1BUS 307945 | DUKE | 342 | 44 | 335
307946 | 1BUS 307946 | DUKE | 342 | 44 | 335
307947 | 1BUS 307947 | DUKE | 342 | 44 | 335
307948 | 1BUS 307948 | DUKE | 342 | 44 | 335
307949 | 1BUS 307949 | DUKE | 342 | 44 | 335
307950 | 1BUS 307950 | DUKE | 342 | 44 | 335
307951 | 1BUS 307951 | DUKE | 342 | 44 | 335
307952 | 1BUS 307952 | DUKE | 342 | 44 | 335
307953 | 1BUS 307953 | DUKE | 342 | 44 | 335
307954 | 1BUS 307954 | DUKE | 342 | 44 | 335
307955 | 1BUS 307955 | DUKE | 342 | 44 | 335
307956 | 1BUS 307956 | DUKE | 342 | 44 | 335
307957 | 1BUS 307957 | DUKE | 342 | 44 | 335
307958 | 1BUS 307958 | DUKE | 342 | 44 | 335
307959 | 1BUS 307959 | DUKE | 342 | 44 | 335
307960 | 1BUS 307960 | DUKE | 342 | 44 | 335
307961 | 1BUS 307961 | DUKE | 342 | 44 | 335
307962 | 1BUS 307962 | DUKE | 342 | 44 | 335
307964 | 1BUS 307964 | DUKE | 342 | 44 | 335
307965 | 1BUS 307965 | DUKE | 342 | 44 | 335
307966 | 1BUS 307966 | DUKE | 342 | 44 | 335
307967 | 1BUS 307967 | DUKE | 342 | 44 | 335
307968 | WEAVER TW | DUKE | 342 | 100 | 338
307969 | 1BUS 307969 | DUKE | 342 | 44 | 335
307970 | 1BUS 307970 | DUKE | 342 | 44 | 335
307971 | 1BUS 307971 | DUKE | 342 | 44 | 335
307972 | 1BUS 307972 | DUKE | 342 | 44 | 335
307973 | 1BUS 307973 | DUKE | 342 | 44 | 335
307974 | 1BUS 307974 | DUKE | 342 | 44 | 335
307976 | 1BUS 307976 | DUKE | 342 | 44 | 335
307977 | 1BUS 307977 | DUKE | 342 | 44 | 335
307978 | 1BUS 307978 | DUKE | 342 | 44 | 335
307979 | 1BUS 307979 | DUKE | 342 | 44 | 335
307980 | 1BUS 307980 | DUKE | 342 | 44 | 335
307981 | 1BUS 307981 | DUKE | 342 | 44 | 335
307982 | OXFRD RDB | DUKE | 342 | 100 | 338
307983 | 1BUS 307983 | DUKE | 342 | 44 | 335
307984 | 1BUS 307984 | DUKE | 342 | 44 | 335
307985 | 1BUS 307985 | DUKE | 342 | 44 | 335
307987 | 1BUS 307987 | DUKE | 342 | 44 | 335
307988 | 1BUS 307988 | DUKE | 342 | 44 | 335
307990 | 1BUS 307990 | DUKE | 342 | 44 | 335
307991 | 1BUS 307991 | DUKE | 342 | 44 | 335
307993 | 1BUS 307993 | DUKE | 342 | 44 | 335
307994 | 1BUS 307994 | DUKE | 342 | 44 | 335
307995 | 1BUS 307995 | DUKE | 342 | 44 | 335
307996 | 1BUS 307996 | DUKE | 342 | 44 | 335
307997 | 1BUS 307997 | DUKE | 342 | 44 | 335
307999 | 1BUS 307999 | DUKE | 342 | 44 | 335
308001 | 1BUS 308001 | DUKE | 342 | 44 | 335
308002 | 1BUS 308002 | DUKE | 342 | 44 | 335
308003 | 1BUS 308003 | DUKE | 342 | 44 | 335
308004 | 1BUS 308004 | DUKE | 342 | 44 | 335
308006 | SANDSRD | DUKE | 342 | 100 | 338
308007 | 1BUS 308007 | DUKE | 342 | 44 | 335
308010 | 1BUS 308010 | DUKE | 342 | 44 | 335
308011 | 1BUS 308011 | DUKE | 342 | 44 | 335
308014 | 1BUS 308014 | DUKE | 342 | 44 | 335
308015 | 1BUS 308015 | DUKE | 342 | 44 | 335
308016 | 1BUS 308016 | DUKE | 342 | 44 | 335
308018 | 1BUS 308018 | DUKE | 342 | 44 | 335
308019 | 1BUS 308019 | DUKE | 342 | 44 | 335
308020 | MADISONTB | DUKE | 342 | 100 | 337
308021 | BUS 308021 | DUKE | 342 | 100 | 337
308022 | 1BUS 308022 | DUKE | 342 | 44 | 335
308023 | 1BUS 308023 | DUKE | 342 | 44 | 335
308024 | 1BUS 308024 | DUKE | 342 | 44 | 335
308025 | SRYYDKN8 | DUKE | 342 | 100 | 337
308026 | 1BUS 308026 | DUKE | 342 | 44 | 335
308027 | WH PLAIN | DUKE | 342 | 100 | 337
308029 | 1BUS 308029 | DUKE | 342 | 44 | 335
308030 | 1BUS 308030 | DUKE | 342 | 44 | 335
308031 | 1BUS 308031 | DUKE | 342 | 44 | 335
308032 | 1BUS 308032 | DUKE | 342 | 44 | 335
308033 | 1BUS 308033 | DUKE | 342 | 44 | 335
308034 | 1BUS 308034 | DUKE | 342 | 44 | 335
308035 | 1BUS 308035 | DUKE | 342 | 44 | 335
308036 | 1BUS 308036 | DUKE | 342 | 44 | 335
308037 | 1BUS 308037 | DUKE | 342 | 44 | 335
308038 | 1BUS 308038 | DUKE | 342 | 44 | 335
308039 | 1BUS 308039 | DUKE | 342 | 44 | 335
308040 | 1BUS 308040 | DUKE | 342 | 44 | 335
308041 | 1BUS 308041 | DUKE | 342 | 44 | 335
308042 | 1BUS 308042 | DUKE | 342 | 44 | 335
308043 | 1BUS 308043 | DUKE | 342 | 44 | 335
308044 | 1BUS 308044 | DUKE | 342 | 44 | 335
308045 | 1BUS 308045 | DUKE | 342 | 44 | 335
308046 | 1BUS 308046 | DUKE | 342 | 44 | 335
308047 | 1BUS 308047 | DUKE | 342 | 44 | 335
308048 | 1BUS 308048 | DUKE | 342 | 44 | 335
308049 | 1BUS 308049 | DUKE | 342 | 44 | 335
308050 | 1BUS 308050 | DUKE | 342 | 44 | 335
308053 | 1BUS 308053 | DUKE | 342 | 44 | 335
308054 | 1BUS 308054 | DUKE | 342 | 44 | 335
308056 | 1BUS 308056 | DUKE | 342 | 44 | 335
308057 | 1BUS 308057 | DUKE | 342 | 44 | 335
308058 | 1BUS 308058 | DUKE | 342 | 44 | 335
308059 | 1BUS 308059 | DUKE | 342 | 44 | 335
308060 | 1BUS 308060 | DUKE | 342 | 44 | 335
308061 | 1BUS 308061 | DUKE | 342 | 44 | 335
308062 | 1BUS 308062 | DUKE | 342 | 44 | 335
308063 | 1BUS 308063 | DUKE | 342 | 44 | 335
308064 | 1BUS 308064 | DUKE | 342 | 44 | 335
308065 | 1BUS 308065 | DUKE | 342 | 44 | 335
308067 | 1BUS 308067 | DUKE | 342 | 44 | 335
308069 | 1BUS 308069 | DUKE | 342 | 44 | 335
308070 | FAIRGRO | DUKE | 342 | 100 | 338
308071 | 1BUS 308071 | DUKE | 342 | 44 | 335
308072 | 1BUS 308072 | DUKE | 342 | 44 | 335
308073 | 1BUS 308073 | DUKE | 342 | 44 | 335
308074 | 1BUS 308074 | DUKE | 342 | 44 | 335
308075 | 1BUS 308075 | DUKE | 342 | 44 | 335
308076 | 1BUS 308076 | DUKE | 342 | 44 | 335
308077 | 1BUS 308077 | DUKE | 342 | 44 | 335
308078 | 1BUS 308078 | DUKE | 342 | 44 | 335
308085 | 1BUS 308085 | DUKE | 342 | 44 | 335
308086 | 1BUS 308086 | DUKE | 342 | 44 | 335
308089 | WAYNICKR | DUKE | 342 | 100 | 338
308093 | ELLERBEE | DUKE | 342 | 100 | 338
308094 | PEACEHVR | DUKE | 342 | 100 | 337
308095 | LUNSFORD | DUKE | 342 | 100 | 337
308096 | 1BUS 308096 | DUKE | 342 | 44 | 335
308097 | LUNSFRDT | DUKE | 342 | 100 | 337
308098 | MARDON | DUKE | 342 | 100 | 337
308099 | NGORDTON | DUKE | 342 | 100 | 338
308100 | 1BUS 308100 | DUKE | 342 | 44 | 336
308101 | 1BUS 308101 | DUKE | 342 | 44 | 334
308102 | 1BUS 308102 | DUKE | 342 | 44 | 334
308103 | YORKEC24 | DUKE | 342 | 100 | 334
308104 | DEERFLDR | DUKE | 342 | 100 | 336
308105 | CMUDNMEC | DUKE | 342 | 100 | 336
308108 | 1BUS 308108 | DUKE | 342 | 44 | 336
308109 | 1BUS 308109 | DUKE | 342 | 44 | 336
308110 | 1BUS 308110 | DUKE | 342 | 44 | 336
308111 | 1BUS 308111 | DUKE | 342 | 44 | 336
308112 | 1BUS 308112 | DUKE | 342 | 44 | 336
308113 | 1BUS 308113 | DUKE | 342 | 44 | 336
308114 | 1BUS 308114 | DUKE | 342 | 44 | 336
308115 | 1BUS 308115 | DUKE | 342 | 44 | 336
308116 | ENRG U46 | DUKE | 342 | 100 | 336
308117 | 1BUS 308117 | DUKE | 342 | 44 | 336
308118 | 1BUS 308118 | DUKE | 342 | 44 | 336
308119 | 1BUS 308119 | DUKE | 342 | 44 | 336
308120 | 1BUS 308120 | DUKE | 342 | 44 | 336
308121 | 1BUS 308121 | DUKE | 342 | 44 | 336
308122 | 1BUS 308122 | DUKE | 342 | 44 | 336
308123 | 1BUS 308123 | DUKE | 342 | 44 | 336
308125 | 1BUS 308125 | DUKE | 342 | 44 | 336
308126 | 1BUS 308126 | DUKE | 342 | 44 | 336
308127 | 1BUS 308127 | DUKE | 342 | 44 | 336
308128 | 1BUS 308128 | DUKE | 342 | 44 | 336
308129 | 1BUS 308129 | DUKE | 342 | 44 | 336
308130 | 1BUS 308130 | DUKE | 342 | 44 | 336
308134 | 1BUS 308134 | DUKE | 342 | 44 | 336
308135 | 1BUS 308135 | DUKE | 342 | 44 | 337
308136 | 1BUS 308136 | DUKE | 342 | 44 | 336
308137 | 1BUS 308137 | DUKE | 342 | 44 | 336
308138 | 1BUS 308138 | DUKE | 342 | 44 | 336
308139 | 1BUS 308139 | DUKE | 342 | 44 | 336
308140 | 1BUS 308140 | DUKE | 342 | 44 | 336
308141 | 1BUS 308141 | DUKE | 342 | 44 | 336
308144 | 1BUS 308144 | DUKE | 342 | 44 | 336
308145 | 1BUS 308145 | DUKE | 342 | 44 | 337
308147 | 1BUS 308147 | DUKE | 342 | 44 | 336
308148 | 1BUS 308148 | DUKE | 342 | 44 | 336
308149 | 1BUS 308149 | DUKE | 342 | 44 | 336
308151 | 1BUS 308151 | DUKE | 342 | 44 | 336
308152 | 1BUS 308152 | DUKE | 342 | 44 | 336
308153 | 1BUS 308153 | DUKE | 342 | 44 | 336
308154 | 1BUS 308154 | DUKE | 342 | 44 | 336
308156 | 1BUS 308156 | DUKE | 342 | 44 | 336
308158 | 1BUS 308158 | DUKE | 342 | 44 | 336
308159 | 1BUS 308159 | DUKE | 342 | 44 | 336
308160 | 1BUS 308160 | DUKE | 342 | 44 | 336
308161 | 1BUS 308161 | DUKE | 342 | 44 | 336
308162 | 1BUS 308162 | DUKE | 342 | 44 | 336
308163 | 1BUS 308163 | DUKE | 342 | 44 | 336
308164 | 1BUS 308164 | DUKE | 342 | 44 | 336
308167 | 1BUS 308167 | DUKE | 342 | 44 | 336
308168 | 1BUS 308168 | DUKE | 342 | 44 | 336
308169 | 1BUS 308169 | DUKE | 342 | 44 | 336
308170 | 1BUS 308170 | DUKE | 342 | 44 | 336
308171 | 1BUS 308171 | DUKE | 342 | 44 | 336
308172 | 1BUS 308172 | DUKE | 342 | 44 | 336
308175 | 1BUS 308175 | DUKE | 342 | 44 | 336
308177 | 1BUS 308177 | DUKE | 342 | 44 | 336
308178 | 1BUS 308178 | DUKE | 342 | 44 | 336
308180 | 1BUS 308180 | DUKE | 342 | 44 | 336
308182 | 1BUS 308182 | DUKE | 342 | 44 | 336
308184 | 1BUS 308184 | DUKE | 342 | 44 | 336
308186 | 1BUS 308186 | DUKE | 342 | 44 | 336
308190 | 1BUS 308190 | DUKE | 342 | 44 | 336
308192 | 1BUS 308192 | DUKE | 342 | 44 | 336
308195 | 1BUS 308195 | DUKE | 342 | 44 | 336
308196 | 1BUS 308196 | DUKE | 342 | 44 | 336
308197 | 1BUS 308197 | DUKE | 342 | 44 | 336
308199 | 1BUS 308199 | DUKE | 342 | 44 | 336
308201 | 1BUS 308201 | DUKE | 342 | 44 | 336
308202 | 1BUS 308202 | DUKE | 342 | 44 | 336
308203 | 1BUS 308203 | DUKE | 342 | 44 | 336
308204 | 1BUS 308204 | DUKE | 342 | 44 | 336
308208 | 1BUS 308208 | DUKE | 342 | 44 | 336
308209 | 1BUS 308209 | DUKE | 342 | 44 | 336
308213 | 1BUS 308213 | DUKE | 342 | 44 | 336
308214 | 1BUS 308214 | DUKE | 342 | 44 | 336
308215 | 1BUS 308215 | DUKE | 342 | 44 | 336
308216 | 1BUS 308216 | DUKE | 342 | 44 | 336
308217 | 1BUS 308217 | DUKE | 342 | 44 | 336
308218 | 1BUS 308218 | DUKE | 342 | 44 | 336
308219 | 1BUS 308219 | DUKE | 342 | 44 | 336
308220 | 1BUS 308220 | DUKE | 342 | 44 | 336
308222 | 1BUS 308222 | DUKE | 342 | 44 | 336
308225 | 1BUS 308225 | DUKE | 342 | 44 | 336
308235 | 1BUS 308235 | DUKE | 342 | 44 | 336
308242 | PITTSRET | DUKE | 342 | 100 | 336
308243 | YORKEC23 | DUKE | 342 | 100 | 334
308244 | YORKEC22 | DUKE | 342 | 100 | 334
308245 | ENRG U44 | DUKE | 342 | 100 | 335
308246 | CRUMPRET | DUKE | 342 | 100 | 335
308247 | CRMRETTP | DUKE | 342 | 100 | 335
308248 | MINSHFTT | DUKE | 342 | 100 | 336
308249 | ISLFRDRT | DUKE | 342 | 100 | 335
308250 | ENRG U43 | DUKE | 342 | 100 | 335
308251 | ENRG U11 | DUKE | 342 | 100 | 335
308252 | ZIONCHR | DUKE | 342 | 100 | 335
308253 | BELTOWNR | DUKE | 342 | 100 | 334
308254 | BELTWNTP | DUKE | 342 | 100 | 334
308256 | ROZZELLS | DUKE | 342 | 100 | 336
308257 | WALLACER | DUKE | 342 | 100 | 336
308258 | BROKWOD W | DUKE | 342 | 100 | 337
308259 | EASTFLDR | DUKE | 342 | 100 | 336
308260 | SHIKRTTP | DUKE | 342 | 100 | 335
308261 | SHICKRET | DUKE | 342 | 100 | 335
308262 | BRDRV 14 | DUKE | 342 | 100 | 333
308263 | 1BUS 308263 | DUKE | 342 | 44 | 337
308264 | 1BUS 308264 | DUKE | 342 | 44 | 337
308265 | 1BUS 308265 | DUKE | 342 | 44 | 337
308266 | 1BUS 308266 | DUKE | 342 | 44 | 337
308267 | 1BUS 308267 | DUKE | 342 | 44 | 337
308268 | 1BUS 308268 | DUKE | 342 | 44 | 337
308269 | 1BUS 308269 | DUKE | 342 | 44 | 337
308271 | 1BUS 308271 | DUKE | 342 | 44 | 337
308272 | 1BUS 308272 | DUKE | 342 | 44 | 337
308273 | 1BUS 308273 | DUKE | 342 | 44 | 337
308274 | 1BUS 308274 | DUKE | 342 | 44 | 337
308275 | 1BUS 308275 | DUKE | 342 | 44 | 337
308276 | 1BUS 308276 | DUKE | 342 | 44 | 337
308277 | 1BUS 308277 | DUKE | 342 | 44 | 337
308278 | 1BUS 308278 | DUKE | 342 | 44 | 337
308279 | 1BUS 308279 | DUKE | 342 | 44 | 337
308280 | 1BUS 308280 | DUKE | 342 | 44 | 337
308281 | 1BUS 308281 | DUKE | 342 | 44 | 337
308282 | 1BUS 308282 | DUKE | 342 | 44 | 337
308283 | 1BUS 308283 | DUKE | 342 | 44 | 337
308284 | 1BUS 308284 | DUKE | 342 | 44 | 337
308285 | 1BUS 308285 | DUKE | 342 | 44 | 337
308286 | 1BUS 308286 | DUKE | 342 | 44 | 337
308287 | 1BUS 308287 | DUKE | 342 | 44 | 337
308288 | 1BUS 308288 | DUKE | 342 | 44 | 337
308289 | 1BUS 308289 | DUKE | 342 | 44 | 337
308290 | 1BUS 308290 | DUKE | 342 | 44 | 337
308291 | 1BUS 308291 | DUKE | 342 | 44 | 337
308292 | 1BUS 308292 | DUKE | 342 | 44 | 337
308293 | 1BUS 308293 | DUKE | 342 | 44 | 337
308294 | 1BUS 308294 | DUKE | 342 | 44 | 337
308296 | 1BUS 308296 | DUKE | 342 | 44 | 337
308297 | 1BUS 308297 | DUKE | 342 | 44 | 337
308298 | 1BUS 308298 | DUKE | 342 | 44 | 337
308299 | 1BUS 308299 | DUKE | 342 | 44 | 337
308300 | 1BUS 308300 | DUKE | 342 | 44 | 337
308302 | 1BUS 308302 | DUKE | 342 | 44 | 337
308303 | 1BUS 308303 | DUKE | 342 | 44 | 337
308304 | 1BUS 308304 | DUKE | 342 | 44 | 337
308305 | 1BUS 308305 | DUKE | 342 | 44 | 337
308307 | 1BUS 308307 | DUKE | 342 | 44 | 337
308308 | 1BUS 308308 | DUKE | 342 | 44 | 337
308310 | 1BUS 308310 | DUKE | 342 | 44 | 337
308311 | 1BUS 308311 | DUKE | 342 | 44 | 337
308313 | 1BUS 308313 | DUKE | 342 | 44 | 337
308314 | 1BUS 308314 | DUKE | 342 | 44 | 337
308315 | 1BUS 308315 | DUKE | 342 | 44 | 337
308316 | 1BUS 308316 | DUKE | 342 | 44 | 337
308317 | 1BUS 308317 | DUKE | 342 | 44 | 337
308318 | 1BUS 308318 | DUKE | 342 | 44 | 337
308319 | 1BUS 308319 | DUKE | 342 | 44 | 337
308320 | 1BUS 308320 | DUKE | 342 | 44 | 337
308321 | 1BUS 308321 | DUKE | 342 | 44 | 337
308322 | 1BUS 308322 | DUKE | 342 | 44 | 337
308324 | 1BUS 308324 | DUKE | 342 | 44 | 337
308326 | 1BUS 308326 | DUKE | 342 | 44 | 337
308327 | 1BUS 308327 | DUKE | 342 | 44 | 337
308330 | 1BUS 308330 | DUKE | 342 | 44 | 337
308333 | 1BUS 308333 | DUKE | 342 | 44 | 337
308335 | 1BUS 308335 | DUKE | 342 | 44 | 337
308337 | 1BUS 308337 | DUKE | 342 | 44 | 337
308338 | 1BUS 308338 | DUKE | 342 | 44 | 337
308340 | 1BUS 308340 | DUKE | 342 | 44 | 337
308341 | 1BUS 308341 | DUKE | 342 | 44 | 337
308342 | 1BUS 308342 | DUKE | 342 | 44 | 337
308343 | 1BUS 308343 | DUKE | 342 | 44 | 337
308344 | 1BUS 308344 | DUKE | 342 | 44 | 337
308345 | 1BUS 308345 | DUKE | 342 | 44 | 337
308347 | 1BUS 308347 | DUKE | 342 | 44 | 337
308349 | 1BUS 308349 | DUKE | 342 | 44 | 338
308352 | 1BUS 308352 | DUKE | 342 | 44 | 337
308353 | 1BUS 308353 | DUKE | 342 | 44 | 337
308354 | 1BUS 308354 | DUKE | 342 | 44 | 337
308355 | 1BUS 308355 | DUKE | 342 | 44 | 337
308356 | 1BUS 308356 | DUKE | 342 | 44 | 337
308358 | 1BUS 308358 | DUKE | 342 | 44 | 337
308359 | 1BUS 308359 | DUKE | 342 | 44 | 337
308361 | 1BUS 308361 | DUKE | 342 | 44 | 337
308363 | 1BUS 308363 | DUKE | 342 | 44 | 337
308364 | 1BUS 308364 | DUKE | 342 | 44 | 337
308365 | 1BUS 308365 | DUKE | 342 | 44 | 337
308367 | 1BUS 308367 | DUKE | 342 | 44 | 337
308368 | 1BUS 308368 | DUKE | 342 | 44 | 337
308369 | 1BUS 308369 | DUKE | 342 | 44 | 337
308370 | 1BUS 308370 | DUKE | 342 | 44 | 337
308372 | 1BUS 308372 | DUKE | 342 | 44 | 337
308373 | ALBEMAR3 | DUKE | 342 | 100 | 336
308375 | 1AYRSHIRE | DUKE | 342 | 44 | 334
308376 | 1BUS 308376 | DUKE | 342 | 44 | 337
308379 | FAITH BL | DUKE | 342 | 100 | 336
308380 | BRANT WH | DUKE | 342 | 100 | 336
308381 | DERITA BL | DUKE | 342 | 100 | 336
308382 | TECH BL | DUKE | 342 | 100 | 336
308383 | 1BUS 308383 | DUKE | 342 | 44 | 337
308384 | 1BUS 308384 | DUKE | 342 | 44 | 337
308385 | CLEMMONSBL | DUKE | 342 | 100 | 337
308387 | APPLEPV3 | DUKE | 342 | 100 | 335
308389 | APPLEPV2T | DUKE | 342 | 100 | 335
308391 | APPLEPV2 | DUKE | 342 | 100 | 335
308393 | GRIFFITHWH | DUKE | 342 | 100 | 337
308400 | 1BUS 308400 | DUKE | 342 | 44 | 335
308401 | 1BUS 308401 | DUKE | 342 | 44 | 335
308403 | SHOPTONR | DUKE | 342 | 100 | 336
308406 | 1BUS 308406 | DUKE | 342 | 44 | 336
308408 | 1BUS 308408 | DUKE | 342 | 44 | 335
308409 | 1BUS 308409 | DUKE | 342 | 44 | 335
308410 | 1BUS 308410 | DUKE | 342 | 44 | 335
308412 | 1BUS 308412 | DUKE | 342 | 44 | 335
308413 | 1BUS 308413 | DUKE | 342 | 44 | 338
308415 | 1BUS 308415 | DUKE | 342 | 44 | 338
308416 | 1BUS 308416 | DUKE | 342 | 44 | 338
308419 | 1BUS 308419 | DUKE | 342 | 44 | 338
308420 | 1BUS 308420 | DUKE | 342 | 44 | 338
308421 | 1BUS 308421 | DUKE | 342 | 44 | 338
308423 | 1BUS 308423 | DUKE | 342 | 44 | 338
308425 | 1BUS 308425 | DUKE | 342 | 44 | 338
308426 | 1BUS 308426 | DUKE | 342 | 44 | 338
308427 | 1BUS 308427 | DUKE | 342 | 44 | 338
308428 | 1BUS 308428 | DUKE | 342 | 44 | 338
308429 | 1BUS 308429 | DUKE | 342 | 44 | 338
308430 | 1BUS 308430 | DUKE | 342 | 44 | 338
308431 | 1BUS 308431 | DUKE | 342 | 44 | 338
308434 | 1BUS 308434 | DUKE | 342 | 44 | 338
308435 | 1BUS 308435 | DUKE | 342 | 44 | 338
308440 | 1BUS 308440 | DUKE | 342 | 44 | 338
308442 | 1BUS 308442 | DUKE | 342 | 44 | 338
308443 | 1BUS 308443 | DUKE | 342 | 44 | 338
308444 | 1BUS 308444 | DUKE | 342 | 44 | 338
308446 | 1BUS 308446 | DUKE | 342 | 44 | 338
308447 | 1BUS 308447 | DUKE | 342 | 44 | 338
308449 | 1BUS 308449 | DUKE | 342 | 44 | 338
308450 | 1BUS 308450 | DUKE | 342 | 44 | 338
308451 | 1BUS 308451 | DUKE | 342 | 44 | 338
308452 | 1BUS 308452 | DUKE | 342 | 44 | 338
308453 | 1BUS 308453 | DUKE | 342 | 44 | 338
308456 | 1BUS 308456 | DUKE | 342 | 44 | 338
308457 | 1BUS 308457 | DUKE | 342 | 44 | 334
308458 | 1BUS 308458 | DUKE | 342 | 44 | 333
308459 | 1BUS 308459 | DUKE | 342 | 44 | 334
308460 | 1BUS 308460 | DUKE | 342 | 44 | 338
308461 | 1BUS 308461 | DUKE | 342 | 44 | 338
308462 | 1BUS 308462 | DUKE | 342 | 44 | 334
308464 | 1BUS 308464 | DUKE | 342 | 44 | 334
308467 | 1BUS 308467 | DUKE | 342 | 44 | 334
308468 | 1BUS 308468 | DUKE | 342 | 44 | 336
308469 | 1BUS 308469 | DUKE | 342 | 44 | 336
308471 | NIXRDTAP | DUKE | 342 | 100 | 332
308472 | NIXRDRET | DUKE | 342 | 100 | 332
308473 | IND 308473 | DUKE | 342 | 100 | 332
308474 | BLREC36 | DUKE | 342 | 100 | 332
308475 | BRDRV 15 | DUKE | 342 | 100 | 333
308476 | ESTRTAP | DUKE | 342 | 100 | 332
308477 | EASTRET | DUKE | 342 | 100 | 331
308478 | LAUEC36 | DUKE | 342 | 100 | 333
308479 | LAUEC29 | DUKE | 342 | 100 | 332
308481 | 5MARBLE | DUKE | 342 | 161 | 339
308484 | 5WESTS M | DUKE | 342 | 161 | 339
308485 | 5ROBBINS | DUKE | 342 | 161 | 339 |  |  |  | 35.3227 | -83.7956
308491 | HOLCOM B | DUKE | 342 | 100 | 332
308492 | PERRYT B | DUKE | 342 | 100 | 332
308493 | YORK15B | DUKE | 342 | 100 | 334
308494 | MUDCK R | DUKE | 342 | 100 | 333
308495 | RVRSTRET | DUKE | 342 | 100 | 333
308496 | YORK16W | DUKE | 342 | 100 | 334
308497 | LAUEC33 | DUKE | 342 | 100 | 331
308498 | LAUEC34 | DUKE | 342 | 100 | 332
308499 | BALLANTYSS | DUKE | 342 | 100 | 336
308520 | 2BUS 308520 | DUKE | 342 | 66 | 339
308527 | 2BUS 308527 | DUKE | 342 | 66 | 339
308529 | 2BUS 308529 | DUKE | 342 | 66 | 339
308530 | 2BUS 308530 | DUKE | 342 | 66 | 339
308532 | 2BUS 308532 | DUKE | 342 | 66 | 339
308533 | 2BUS 308533 | DUKE | 342 | 66 | 339
308535 | 2BUS 308535 | DUKE | 342 | 66 | 339
308536 | 2BUS 308536 | DUKE | 342 | 66 | 339
308537 | 2BUS 308537 | DUKE | 342 | 66 | 339
308538 | 2BUS 308538 | DUKE | 342 | 66 | 339
308540 | 2BUS 308540 | DUKE | 342 | 66 | 339
308545 | BUS 308545 | DUKE | 342 | 100 | 334
308547 | CTRYSIDE | DUKE | 342 | 100 | 334
308548 | 2BUS 308548 | DUKE | 342 | 66 | 339
308549 | 2BUS 308549 | DUKE | 342 | 66 | 339
308553 | 2BUS 308553 | DUKE | 342 | 66 | 339
308556 | 2BUS 308556 | DUKE | 342 | 66 | 339
308557 | 2BUS 308557 | DUKE | 342 | 66 | 339
308559 | ALNCT2WH | DUKE | 342 | 100 | 334
308560 | 2BUS 308560 | DUKE | 342 | 66 | 339
308561 | 2BUS 308561 | DUKE | 342 | 66 | 339
308562 | 2BUS 308562 | DUKE | 342 | 66 | 339
308563 | IND 308563 | DUKE | 342 | 100 | 331
308564 | 2BUS 308564 | DUKE | 342 | 66 | 339
308566 | IND 308566 | DUKE | 342 | 100 | 337
308567 | 2BUS 308567 | DUKE | 342 | 66 | 339
308568 | 2BUS 308568 | DUKE | 342 | 66 | 339
308570 | 2BUS 308570 | DUKE | 342 | 66 | 339
308572 | BUS 308572 | DUKE | 342 | 100 | 337
308573 | ENRG U40TW | DUKE | 342 | 100 | 337
308574 | ENRG U35TW | DUKE | 342 | 100 | 337
308575 | UNCC100T | DUKE | 342 | 100 | 336
308577 | UNCC100 | DUKE | 342 | 100 | 336
308578 | UNEMC17 | DUKE | 342 | 100 | 336
308580 | 2BUS 308580 | DUKE | 342 | 66 | 339
308582 | 1BUS 308582 | DUKE | 342 | 44 | 332
308583 | 1BUS 308583 | DUKE | 342 | 44 | 332
308585 | 2BUS 308585 | DUKE | 342 | 66 | 339
308590 | 2BUS 308590 | DUKE | 342 | 66 | 339
308594 | ENGR U19 WH | DUKE | 342 | 100 | 336
308596 | SOCKHILL T | DUKE | 342 | 100 | 333
308597 | SOCKHILL | DUKE | 342 | 100 | 333
308599 | GREER D4 | DUKE | 342 | 100 | 332
308624 | 1BUS 308624 | DUKE | 342 | 44 | 334
308625 | SWEETW TW | DUKE | 342 | 100 | 335
308627 | 1BUS 308627 | DUKE | 342 | 44 | 334
308630 | HORTON TW | DUKE | 342 | 100 | 338
308633 | SOUTHBT W | DUKE | 342 | 100 | 337
308639 | RITTERSLW | DUKE | 342 | 100 | 338
308641 | ST MARKS BL | DUKE | 342 | 100 | 338
308642 | GUTHRIE B | DUKE | 342 | 100 | 337
308644 | GROOMTOWNBL | DUKE | 342 | 100 | 338
308655 | WILLOWCK W | DUKE | 342 | 100 | 337
308660 | BUSTBYD B | DUKE | 342 | 100 | 334
308662 | STATS C6 | DUKE | 342 | 100 | 335
308663 | LAUEC32 | DUKE | 342 | 100 | 333
308666 | BOTANCL W | DUKE | 342 | 100 | 334
308667 | BELAIR | DUKE | 342 | 100 | 338
308668 | BUS 308668 | DUKE | 342 | 100 | 338
308669 | OAKWD ST BL | DUKE | 342 | 100 | 338
308670 | WALKERT WH | DUKE | 342 | 100 | 337
308671 | 1LANCASTERPV | DUKE | 342 | 44 | 334
308673 | STANLYPV | DUKE | 342 | 100 | 336
308674 | MHOPECHTWH | DUKE | 342 | 100 | 338
308685 | MAIDENCRKPV | DUKE | 342 | 100 | 335
308694 | BUS 308694 | DUKE | 342 | 100 | 333
308695 | 1BUS 308695 | DUKE | 342 | 44 | 334
308696 | SPORRETT | DUKE | 342 | 100 | 333
308697 | MKTPTRET | DUKE | 342 | 100 | 332
308699 | BLREC 29 | DUKE | 342 | 100 | 331
308700 | GREERRET | DUKE | 342 | 100 | 332
308701 | BRDRVR17 | DUKE | 342 | 100 | 333
308702 | KINGGATE | DUKE | 342 | 100 | 332
308703 | IND 308703 | DUKE | 342 | 100 | 333
308704 | LIBRET | DUKE | 342 | 100 | 332
308705 | SCUFTAP | DUKE | 342 | 100 | 332
308706 | SCUFRET | DUKE | 342 | 100 | 332
308707 | HIGHW24 | DUKE | 342 | 100 | 331
308708 | BUS 308708 | DUKE | 342 | 100 | 331
308709 | NEWCUTRET | DUKE | 342 | 100 | 332
308711 | BLANTYRERET | DUKE | 342 | 100 | 332
308712 | GREERCITY5 | DUKE | 342 | 100 | 332
308713 | ONEALRET | DUKE | 342 | 100 | 332
308714 | AMERTITANIUM | DUKE | 342 | 100 | 333
308715 | LAUECLICKVIL | DUKE | 342 | 100 | 331
308716 | IND 308716 | DUKE | 342 | 100 | 331
308717 | BUS 308717 | DUKE | 342 | 100 | 331
308718 | IND 308718 | DUKE | 342 | 100 | 331
308719 | CTHRDTAP | DUKE | 342 | 100 | 331
308720 | CTHRDRET | DUKE | 342 | 100 | 331
308721 | JOHNSCKW | DUKE | 342 | 100 | 331
308722 | SSPRGSTB | DUKE | 342 | 100 | 331
308723 | SSPRGSTR | DUKE | 342 | 100 | 331
308724 | CHRISRDR | DUKE | 342 | 100 | 334
308725 | KUDZU R | DUKE | 342 | 100 | 336
308726 | BUS 308726 | DUKE | 342 | 100 | 332
308727 | WITHERSR | DUKE | 342 | 100 | 336
308728 | PINCHGUT | DUKE | 342 | 100 | 335
308729 | ALLENCT2 | DUKE | 342 | 100 | 334
308730 | MINIRANT | DUKE | 342 | 100 | 336
308731 | MINIRNCH | DUKE | 342 | 100 | 336
308732 | MANCHEST | DUKE | 342 | 100 | 336
308733 | BETHWARE | DUKE | 342 | 100 | 334
308734 | NDENVERR | DUKE | 342 | 100 | 336
308737 | SCITYTAP | DUKE | 342 | 100 | 334
308738 | SUNCITY | DUKE | 342 | 100 | 334
308739 | ROCK H7 | DUKE | 342 | 100 | 334
308740 | ASHVHWYW | DUKE | 342 | 100 | 332
308741 | LEAFCREST R | DUKE | 342 | 100 | 336
308742 | YORK 26 | DUKE | 342 | 100 | 334
308743 | BUS 308743 | DUKE | 342 | 100 | 335
308744 | BARRIER RET | DUKE | 342 | 100 | 336
308745 | KINCAIBL | DUKE | 342 | 100 | 335
308747 | IND 308747 | DUKE | 342 | 100 | 334
308748 | BRENTW B | DUKE | 342 | 100 | 332
308749 | DANIELWH | DUKE | 342 | 100 | 332
308751 | 1BUS 308751 | DUKE | 342 | 44 | 335
308752 | EASLY4BT | DUKE | 342 | 100 | 332
308753 | EASLYC4B | DUKE | 342 | 100 | 332
308754 | BANCRO B | DUKE | 342 | 100 | 336
308756 | GRERCTY TB | DUKE | 342 | 100 | 332
308757 | HIGHLTO2 | DUKE | 342 | 100 | 332
308758 | LAUEC25W | DUKE | 342 | 100 | 332
308759 | LAUEC28B | DUKE | 342 | 100 | 332
308760 | LANGST B | DUKE | 342 | 100 | 332
308762 | MICHMV W | DUKE | 342 | 100 | 332
308763 | MOONVI W | DUKE | 342 | 100 | 332
308764 | PEBBLE W | DUKE | 342 | 100 | 332
308765 | PELHAM B | DUKE | 342 | 100 | 332
308766 | HOLTRTAP | DUKE | 342 | 100 | 338
308767 | STALLRET | DUKE | 342 | 100 | 338
308768 | BUS 308768 | DUKE | 342 | 100 | 335
308769 | PFAFTOWN | DUKE | 342 | 100 | 337
308771 | WILIAMSR | DUKE | 342 | 100 | 338
308772 | EBERTRET | DUKE | 342 | 100 | 337
308773 | GOODWILT | DUKE | 342 | 100 | 337
308774 | GOODWILL | DUKE | 342 | 100 | 338
308777 | BINGHAMR | DUKE | 342 | 100 | 338
308778 | IND 308778 | DUKE | 342 | 100 | 334
308783 | ELMWD WH | DUKE | 342 | 100 | 335
308784 | SUNED100 | DUKE | 342 | 100 | 338
308787 | KERWINTP | DUKE | 342 | 100 | 337
308790 | ALEX DUM | DUKE | 342 | 100 | 333
308791 | CAMPCR W | DUKE | 342 | 100 | 333
308793 | CLIFS2 | DUKE | 342 | 100 | 333
308795 | CAMPTONW | DUKE | 342 | 100 | 333
308796 | BUS 308796 | DUKE | 342 | 100 | 331
308797 | ENOLA BL | DUKE | 342 | 100 | 333
308798 | HILLBRKB | DUKE | 342 | 100 | 333
308802 | PINEWOOD W | DUKE | 342 | 100 | 333
308803 | BUS 308803 | DUKE | 342 | 100 | 333
308806 | 1BUS 308806 | DUKE | 342 | 44 | 331
308808 | UNA B | DUKE | 342 | 100 | 333
308809 | WALDENTW | DUKE | 342 | 100 | 333
308812 | BOILTAPW | DUKE | 342 | 100 | 333
308813 | COTTONWT BL | DUKE | 342 | 100 | 336
308814 | YORK 4 | DUKE | 342 | 100 | 334
308816 | GSTON10T B | DUKE | 342 | 100 | 334
308817 | GSTON12TW | DUKE | 342 | 100 | 334
308818 | LAN R WH | DUKE | 342 | 100 | 334
308819 | NEWHOPW | DUKE | 342 | 100 | 334
308821 | ROCKH11TW | DUKE | 342 | 100 | 334
308822 | ROCKH12TW | DUKE | 342 | 100 | 334
308823 | 1BUS 308823 | DUKE | 342 | 44 | 334
308824 | TEGACAYW | DUKE | 342 | 100 | 334
308826 | BUS 308826 | DUKE | 342 | 100 | 336
308828 | BUS 308828 | DUKE | 342 | 100 | 335
308830 | MORG C 4 WH | DUKE | 342 | 100 | 335
308831 | NHCKRYWH | DUKE | 342 | 100 | 335
308833 | RUTH20WH | DUKE | 342 | 100 | 335
308834 | STSTEPBL | DUKE | 342 | 100 | 335
308836 | PERRYT W | DUKE | 342 | 100 | 332
308841 | BUS 308841 | DUKE | 342 | 100 | 335
308843 | 1BUS 308843 | DUKE | 342 | 44 | 338
308844 | 1BUS 308844 | DUKE | 342 | 44 | 338
308845 | 1BUS 308845 | DUKE | 342 | 44 | 338
308846 | 1BUS 308846 | DUKE | 342 | 44 | 338
308847 | 1BUS 308847 | DUKE | 342 | 44 | 338
308848 | 1BUS 308848 | DUKE | 342 | 44 | 338
308849 | 1BUS 308849 | DUKE | 342 | 44 | 338
308850 | 1BUS 308850 | DUKE | 342 | 44 | 338
308851 | 1BUS 308851 | DUKE | 342 | 44 | 338
308852 | 1BUS 308852 | DUKE | 342 | 44 | 338
308853 | MONROC4B | DUKE | 342 | 100 | 336
308855 | ARROWOODB | DUKE | 342 | 100 | 336
308856 | BEAVER B | DUKE | 342 | 100 | 336
308857 | BELHAV W | DUKE | 342 | 100 | 336
308858 | CLEVE BL | DUKE | 342 | 100 | 336
308859 | ENOCHV WH | DUKE | 342 | 100 | 336
308860 | BUS 308860 | DUKE | 342 | 100 | 336
308861 | 4 SEASON WH | DUKE | 342 | 100 | 336
308862 | HBRET | DUKE | 342 | 100 | 336
308863 | HIC GRO BL | DUKE | 342 | 100 | 336
308864 | KENILW B | DUKE | 342 | 100 | 336
308865 | LTLROKTO | DUKE | 342 | 100 | 334
308867 | MATTHEWS R W | DUKE | 342 | 100 | 336
308868 | MONROC3W | DUKE | 342 | 100 | 336
308869 | MONROERDR WH | DUKE | 342 | 100 | 336
308870 | PARK RD W | DUKE | 342 | 100 | 336
308871 | POPLRT B | DUKE | 342 | 100 | 336
308872 | PROVOL B | DUKE | 342 | 100 | 336
308873 | RANKN BL | DUKE | 342 | 100 | 336
308875 | SHARONW | DUKE | 342 | 100 | 336
308876 | LAKE LATHAM | DUKE | 342 | 100 | 338
308879 | STOUTS W | DUKE | 342 | 100 | 336
308881 | SUNSET B | DUKE | 342 | 100 | 336
308882 | THRIFT B | DUKE | 342 | 100 | 336
308883 | LUMBERLR | DUKE | 342 | 100 | 336
308884 | TRIPLT W | DUKE | 342 | 100 | 336
308885 | BALLPK FUT | DUKE | 342 | 100 | 336
308886 | UNEMC11W | DUKE | 342 | 100 | 336
308887 | UNEMC9B | DUKE | 342 | 100 | 336
308888 | STUMPT T W | DUKE | 342 | 100 | 336
308889 | BFORDRET | DUKE | 342 | 100 | 336
308890 | BEATTIES | DUKE | 342 | 100 | 336
308891 | LANGTREE R | DUKE | 342 | 100 | 336
308894 | WILGR WH | DUKE | 342 | 100 | 336
308897 | WNRWD TP W | DUKE | 342 | 100 | 336
308899 | ADVAN WH | DUKE | 342 | 100 | 337
308900 | BROOKS BL | DUKE | 342 | 100 | 337
308905 | BRDRV 19 | DUKE | 342 | 100 | 333
308906 | FIDLERSW | DUKE | 342 | 100 | 337
308907 | HAWTHRNB | DUKE | 342 | 100 | 337
308909 | BUS 308909 | DUKE | 342 | 100 | 337
308910 | KERNR BL | DUKE | 342 | 100 | 338
308911 | LEWISV B | DUKE | 342 | 100 | 337
308913 | OKRDG BL | DUKE | 342 | 100 | 338
308914 | REIDSR W | DUKE | 342 | 100 | 338
308915 | REIDST W | DUKE | 342 | 100 | 338
308916 | RIDGVDUM | DUKE | 342 | 100 | 337
308917 | BUS 308917 | DUKE | 342 | 100 | 337
308918 | BALTIMTAPW | DUKE | 342 | 100 | 337
308919 | SDGGRDBL | DUKE | 342 | 100 | 338
308921 | TOAST TB | DUKE | 342 | 100 | 337
308922 | TRIADPK WH | DUKE | 342 | 100 | 337
308923 | WENTW BL | DUKE | 342 | 100 | 337
308924 | BUS 308924 | DUKE | 342 | 100 | 337
308925 | BUS 308925 | DUKE | 342 | 100 | 337
308927 | ETHMASBL | DUKE | 342 | 100 | 338
308928 | EGATE_BL | DUKE | 342 | 100 | 338
308930 | FRIEND B | DUKE | 342 | 100 | 338
308931 | GARRETWH | DUKE | 342 | 100 | 338
308932 | GLBRTHTW | DUKE | 342 | 100 | 338
308933 | HLNG SPG B | DUKE | 342 | 100 | 338 |  |  |  | 34.9038 | -79.7583
308934 | HOLLYHBL | DUKE | 342 | 100 | 338
308935 | IMPERALB | DUKE | 342 | 100 | 338
308937 | NELSON W | DUKE | 342 | 100 | 338
308938 | IND 308938 | DUKE | 342 | 100 | 338
308939 | BUS 308939 | DUKE | 342 | 100 | 338
308940 | R TRNGLE_W | DUKE | 342 | 100 | 338
308941 | RAGSDLTO | DUKE | 342 | 100 | 338
308943 | TROLNGWB | DUKE | 342 | 100 | 338
308944 | 1BUS 308944 | DUKE | 342 | 44 | 334
308946 | BUS 308946 | DUKE | 342 | 100 | 335
308949 | KINGWH | DUKE | 342 | 100 | 337
308952 | IND 308952 | DUKE | 342 | 100 | 333
308955 | IND 308955 | DUKE | 342 | 100 | 337
308957 | JESUPT WH | DUKE | 342 | 100 | 338
308958 | SUMERF WH | DUKE | 342 | 100 | 338
308959 | COLFAX | DUKE | 342 | 100 | 338
308960 | PANTBLEOL | DUKE | 342 | 100 | 338
308961 | PANTWHEOL | DUKE | 342 | 100 | 338
308962 | BUS 308962 | DUKE | 342 | 100 | 338
308963 | IND 308963 | DUKE | 342 | 100 | 338
308964 | BUS 308964 | DUKE | 342 | 100 | 337
308965 | IND 308965 | DUKE | 342 | 100 | 337
308966 | IND 308966 | DUKE | 342 | 100 | 337
308967 | HPCITY3WH | DUKE | 342 | 100 | 338
308968 | KILDAREBL | DUKE | 342 | 100 | 338
308969 | UNC-CH2BL | DUKE | 342 | 100 | 338
308970 | FRIEDENWH | DUKE | 342 | 100 | 338
308971 | COFFEY CK T | DUKE | 342 | 100 | 336
308972 | DRAKA TAP | DUKE | 342 | 100 | 335
308974 | IND 308974 | DUKE | 342 | 100 | 338
308975 | IND 308975 | DUKE | 342 | 100 | 338
308976 | WHITSTBL | DUKE | 342 | 100 | 338
308977 | JAMES ST BL | DUKE | 342 | 100 | 338
308978 | GREY BL | DUKE | 342 | 100 | 338
308980 | GALNRBKR BL | DUKE | 342 | 100 | 335
308981 | GASTNC11B | DUKE | 342 | 100 | 334
308982 | IND 308982 | DUKE | 342 | 100 | 337
308983 | GASTNC6W | DUKE | 342 | 100 | 334
308984 | GALNRBKR WH | DUKE | 342 | 100 | 335
308988 | KIT CRKBL | DUKE | 342 | 100 | 338
308989 | KIT CRKWH | DUKE | 342 | 100 | 338
308994 | BUS 308994 | DUKE | 342 | 100 | 338
308995 | BUS 308995 | DUKE | 342 | 100 | 338
308997 | IND 308997 | DUKE | 342 | 100 | 338
308998 | BRUSHC WH | DUKE | 342 | 100 | 332
309009 | UNIMECK | DUKE | 342 | 100 | 336
309149 | BUZARDR BL | DUKE | 342 | 100 | 331
309158 | BLREC34 | DUKE | 342 | 100 | 331
309167 | LAUEC42 | DUKE | 342 | 100 | 331
309168 | MAYO T | DUKE | 342 | 100 | 333
309169 | MAYO | DUKE | 342 | 100 | 333
309255 | IND 309255 | DUKE | 342 | 100 | 336
309258 | VICTRHIL T | DUKE | 342 | 100 | 332
309259 | VICTRHIL | DUKE | 342 | 100 | 332
309265 | LITTLRCKR | DUKE | 342 | 100 | 336
309267 | BUZARDR WH | DUKE | 342 | 100 | 331
309269 | YORKEC33 | DUKE | 342 | 100 | 334
309270 | BURKESR | DUKE | 342 | 100 | 338
309271 | 1BUS 309271 | DUKE | 342 | 44 | 334
309272 | S CRAMER RET | DUKE | 342 | 100 | 334
309273 | WOODM T | DUKE | 342 | 100 | 331
309274 | WOODM | DUKE | 342 | 100 | 331
309275 | BUS 309275 | DUKE | 342 | 100 | 336
309276 | SWINK BL | DUKE | 342 | 100 | 336
309277 | LONG FERRY W | DUKE | 342 | 100 | 336
309278 | BOONVILL B | DUKE | 342 | 100 | 337
309279 | MERRIT BL | DUKE | 342 | 100 | 338
309280 | KIVET DR BL | DUKE | 342 | 100 | 338
309282 | ALBEMRL2 WH | DUKE | 342 | 100 | 336
309283 | OAKBORO R BL | DUKE | 342 | 100 | 336
309285 | COL P KN BL | DUKE | 342 | 100 | 336
309286 | ENGR U18 W | DUKE | 342 | 100 | 335
309287 | THRD A T WH | DUKE | 342 | 100 | 335
309288 | BUS 309288 | DUKE | 342 | 100 | 335
309289 | MARION BL | DUKE | 342 | 100 | 335
309290 | COL PGST W | DUKE | 342 | 100 | 334
309291 | ROCKWELL W | DUKE | 342 | 100 | 336
309292 | RICHFIELD BL | DUKE | 342 | 100 | 336
309293 | BUS 309293 | DUKE | 342 | 100 | 336
309294 | BEREA T BL | DUKE | 342 | 100 | 332
309295 | BAINBRID WH | DUKE | 342 | 100 | 332
309297 | MAJOLICA BL | DUKE | 342 | 100 | 336
309298 | STATESV RD | DUKE | 342 | 100 | 336
309299 | CONE MI | DUKE | 342 | 100 | 336
309335 | LAUEC43 | DUKE | 342 | 100 | 333
309380 | DBLSPRGSS | DUKE | 342 | 100 | 334
309381 | IND 309381 | DUKE | 342 | 100 | 334
309382 | IND 309382 | DUKE | 342 | 100 | 334
309602 | BMONT | DUKE | 342 | 100 | 333
309604 | THNKTREEPV | DUKE | 342 | 100 | 335
309606 | PARTINPV | DUKE | 342 | 100 | 337
309608 | 1RUFFPV | DUKE | 342 | 44 | 333
309610 | INDYHILLBL | DUKE | 342 | 100 | 336
309611 | CONCORD4 | DUKE | 342 | 100 | 336
309612 | YORK 29 | DUKE | 342 | 100 | 334
309613 | FISHT | DUKE | 342 | 100 | 332
309615 | 1HGHSHLPV | DUKE | 342 | 44 | 334
309616 | 3FERNCF | DUKE | 342 | 115 | 332
309622 | IND 309622 | DUKE | 342 | 100 | 334
309623 | ELLISBOROR | DUKE | 342 | 100 | 337
309629 | IND 309629 | DUKE | 342 | 100 | 334
309630 | 2BUS 309630 | DUKE | 342 | 66 | 339
309631 | 1BUS 309631 | DUKE | 342 | 44 | 336
309633 | PARISMTN | DUKE | 342 | 100 | 332
309636 | 1BUS 309636 | DUKE | 342 | 44 | 335
309639 | KERWINR | DUKE | 342 | 100 | 337
309696 | COOLSPRNGPV | DUKE | 342 | 100 | 335
309707 | WESTMINSTERP | DUKE | 342 | 100 | 335
309714 | OAKBOROPV | DUKE | 342 | 100 | 336
309716 | 1PELHAMPV | DUKE | 342 | 44 | 337
309747 | BREC35 | DUKE | 342 | 100 | 331
309787 | ESTES TW | DUKE | 342 | 100 | 332
309789 | 1STONYKNLLPV | DUKE | 342 | 44 | 337
309803 | 1APEXPV | DUKE | 342 | 44 | 334
309804 | 1TWOHRTDPV | DUKE | 342 | 44 | 337
309809 | SPEEDWAYPV | DUKE | 342 | 100 | 336
309810 | 1PINSONPV | DUKE | 342 | 44 | 333
309814 | BROADRVRPV | DUKE | 342 | 100 | 333
309820 | YORKEC35 | DUKE | 342 | 100 | 336
309831 | 1BUS 309831 | DUKE | 342 | 44 | 336
309833 | BANKSST B | DUKE | 342 | 100 | 333
309844 | 1BUS 309844 | DUKE | 342 | 44 | 337
309847 | LAURAAVER | DUKE | 342 | 100 | 337
309849 | 6BRASFLDB | DUKE | 342 | 230 | 338
309853 | LICKCRKPV | DUKE | 342 | 100 | 337
309857 | SUGARPV | DUKE | 342 | 100 | 337
309870 | IND 309870 | DUKE | 342 | 100 | 336
309871 | COL P LX WH | DUKE | 342 | 100 | 336
309873 | N SHACKTWN | DUKE | 342 | 100 | 337
309874 | IND 309874 | DUKE | 342 | 100 | 338
309875 | MCLEANSVLWH | DUKE | 342 | 100 | 338
309877 | TOMASVILBL | DUKE | 342 | 100 | 338
309879 | NEWELLTB | DUKE | 342 | 100 | 336
309885 | UNEMC16 | DUKE | 342 | 100 | 336
309886 | ARLINGTON | DUKE | 342 | 100 | 336
309966 | RICHBRG RET | DUKE | 342 | 100 | 334
309980 | YDKNVL TW | DUKE | 342 | 100 | 337
309981 | BUS 309981 | DUKE | 342 | 100 | 337
311000 | 2NIXVL T | DUKE | 344 | 69 | 340
311001 | 3NORTH | DUKE | 344 | 115 | 340
311002 | 2OAKDAL | DUKE | 344 | 69 | 341
311004 | 2PAGLND | DUKE | 344 | 69 | 341
311005 | 3TINDAL TAP | DUKE | 344 | 115 | 341
311006 | 3PELION | DUKE | 344 | 115 | 341
311008 | 2RUFFN T | DUKE | 344 | 69 | 340
311009 | 2PINEY GR | DUKE | 344 | 69 | 340
311010 | 2POCALL | DUKE | 344 | 69 | 341
311011 | 2PROSPT | DUKE | 344 | 69 | 341
311012 | 2RBHOW | DUKE | 344 | 69 | 341
311013 | 2RBHOW T | DUKE | 344 | 69 | 341
311014 | 3RIDGLD | DUKE | 344 | 115 | 340
311015 | 2ROGRS | DUKE | 344 | 69 | 341
311016 | 2ROGRS T | DUKE | 344 | 69 | 341
311017 | 2ROYLH T | DUKE | 344 | 69 | 341
311018 | 2ROYLH | DUKE | 344 | 69 | 341
311019 | 2S BARN | DUKE | 344 | 69 | 340
311020 | 2S BETH | DUKE | 344 | 69 | 341
311021 | 3S.CONG | DUKE | 344 | 115 | 341
311022 | 2JC ALLEN | DUKE | 344 | 69 | 341
311024 | 3AIRGAS TAP | DUKE | 344 | 115 | 341
311025 | 3SNDY DP | DUKE | 344 | 115 | 340
311027 | 2SHAW F | DUKE | 344 | 69 | 341
311028 | 2SILVER | DUKE | 344 | 69 | 341
311029 | 2SOCHL | DUKE | 344 | 69 | 341
311030 | 2SOCHL T | DUKE | 344 | 69 | 341
311031 | 2SPARRW | DUKE | 344 | 69 | 341
311032 | 3EUTAWVL_SC | DUKE | 344 | 115 | 340
311033 | 3ST GRG | DUKE | 344 | 115 | 340
311034 | 3ST MAT | DUKE | 344 | 115 | 340
311035 | 2STEV SW | DUKE | 344 | 69 | 340
311036 | 3SWANSE | DUKE | 344 | 115 | 340
311037 | 2TIMMON | DUKE | 344 | 69 | 341
311038 | 2TRNTY | DUKE | 344 | 69 | 341
311039 | 2TRNTY T | DUKE | 344 | 69 | 341
311040 | 2UNIONX | DUKE | 344 | 69 | 341
311041 | 3VANCE | DUKE | 344 | 115 | 340
311044 | 2WTIMM T | DUKE | 344 | 69 | 341
311045 | 2WTIMM | DUKE | 344 | 69 | 341
311049 | 2WINNSB | DUKE | 344 | 69 | 341
311050 | 2WOLFSP | DUKE | 344 | 69 | 341
311052 | 2WOODWD | DUKE | 344 | 69 | 341
311054 | 3SLVRLK | DUKE | 344 | 115 | 341
311055 | 2BROCK T | DUKE | 344 | 69 | 341
311056 | 2HOLLND | DUKE | 344 | 69 | 341
311057 | 2MARLBO | DUKE | 344 | 69 | 341
311061 | 2TEALSM | DUKE | 344 | 69 | 341
311062 | 2BROCK | DUKE | 344 | 69 | 341
311063 | 2CHSTFL | DUKE | 344 | 69 | 341
311067 | 2LATTA | DUKE | 344 | 69 | 341
311068 | 2DILLON | DUKE | 344 | 69 | 341
311069 | 2LK CTY | DUKE | 344 | 69 | 341
311070 | 2BETHEL | DUKE | 344 | 69 | 341
311072 | 2MCIVR T | DUKE | 344 | 69 | 341
311073 | 2MCIVR | DUKE | 344 | 69 | 341
311074 | 2BREWER | DUKE | 344 | 69 | 341
311075 | 2RGWAY T | DUKE | 344 | 69 | 341
311076 | 2RGWAY | DUKE | 344 | 69 | 341
311077 | 2LOWDR T | DUKE | 344 | 69 | 341
311078 | 2DOMTAR | DUKE | 344 | 69 | 341
311080 | 2SROBN T | DUKE | 344 | 69 | 340
311081 | 2SROBN | DUKE | 344 | 69 | 340
311082 | 2CYPRES | DUKE | 344 | 69 | 340
311084 | 2FURMAN | DUKE | 344 | 69 | 341
311085 | 2METTAB | DUKE | 344 | 69 | 341
311086 | 3SHEEPIS | DUKE | 344 | 115 | 340
311087 | 2BARIN | DUKE | 344 | 69 | 341
311089 | 2NANYA1 | DUKE | 344 | 69 | 341
311090 | 2GTEAL T | DUKE | 344 | 69 | 341
311091 | 2GTEAL | DUKE | 344 | 69 | 341
311092 | 3BROOK T | DUKE | 344 | 115 | 342
311093 | 3BROOK | DUKE | 344 | 115 | 342
311094 | 3 BRG | DUKE | 344 | 115 | 340
311095 | 2DANWD T | DUKE | 344 | 69 | 341
311096 | 2DANWD | DUKE | 344 | 69 | 341
311097 | 3EDGFD T | DUKE | 344 | 115 | 340
311098 | 3 BRG T | DUKE | 344 | 115 | 340
311100 | 3SMOAKT | DUKE | 344 | 115 | 340
311101 | 3SMOAK | DUKE | 344 | 115 | 340
311102 | 3COLAC T | DUKE | 344 | 115 | 340
311103 | 3CP LNG | DUKE | 344 | 115 | 340
311104 | 3COLAC | DUKE | 344 | 115 | 340
311105 | 3CRSRD | DUKE | 344 | 115 | 340
311106 | 3CRSRD T | DUKE | 344 | 115 | 340
311108 | 3EDGFD | DUKE | 344 | 115 | 340
311111 | 3JNSTN | DUKE | 344 | 115 | 340
311112 | 3MONET | DUKE | 344 | 115 | 340
311114 | 3JNSTN T | DUKE | 344 | 115 | 340
311115 | 3NAUGS | DUKE | 344 | 115 | 340
311116 | 3NEESES | DUKE | 344 | 115 | 340
311117 | 3WINDSR | DUKE | 344 | 115 | 340
311118 | 3NELLNT | DUKE | 344 | 115 | 340
311119 | 3RADAR | DUKE | 344 | 115 | 340
311120 | 3RADAR T | DUKE | 344 | 115 | 340
311121 | 3WARRN | DUKE | 344 | 115 | 340
311126 | 1ALLSBDE | DUKE | 344 | 34.5 | 342
311127 | 3ALLSBR | DUKE | 344 | 115 | 342
311129 | 3ANDW DP | DUKE | 344 | 115 | 342
311132 | 1BONNB | DUKE | 344 | 34.5 | 342
311133 | 1BONNB T | DUKE | 344 | 34.5 | 342
311135 | 3CRT X T | DUKE | 344 | 115 | 342
311137 | 3CRT X | DUKE | 344 | 115 | 342
311142 | 1CNW S55 | DUKE | 344 | 34.5 | 342
311143 | 1COAST M | DUKE | 344 | 34.5 | 342
311145 | 2SALEM T | DUKE | 344 | 69 | 341
311146 | 2GRELY T | DUKE | 344 | 69 | 341
311148 | 3COOLSP | DUKE | 344 | 115 | 342
311149 | 2GRELY | DUKE | 344 | 69 | 341
311150 | 1BARD T | DUKE | 344 | 34.5 | 342
311158 | 3HEMG DP | DUKE | 344 | 115 | 341
311159 | 1HMWD DE | DUKE | 344 | 34.5 | 342
311160 | 1HUGER | DUKE | 344 | 34.5 | 342
311161 | 1IPCO | DUKE | 344 | 34.5 | 342
311165 | 3BUCKW | DUKE | 344 | 115 | 340
311167 | 3BLISL T | DUKE | 344 | 115 | 342
311168 | 3LONGS | DUKE | 344 | 115 | 342
311170 | 1LORS HS | DUKE | 344 | 34.5 | 342
311171 | 1LORIS1 | DUKE | 344 | 34.5 | 342
311173 | 3MRYVL | DUKE | 344 | 115 | 342
311174 | 3MRYVL T | DUKE | 344 | 115 | 342
311178 | 3MCES | DUKE | 344 | 115 | 342
311182 | 1LORIS2 | DUKE | 344 | 34.5 | 342
311183 | 1SW2607 | DUKE | 344 | 34.5 | 342
311191 | 1NATL BT | DUKE | 344 | 34.5 | 342
311192 | 2NANYA2 | DUKE | 344 | 69 | 341
311193 | 1RELIA | DUKE | 344 | 34.5 | 342
311194 | 1RELIA T | DUKE | 344 | 34.5 | 342
311196 | 3SCONW | DUKE | 344 | 115 | 342
311197 | 3SCONW T | DUKE | 344 | 115 | 342
311198 | 3BLISL | DUKE | 344 | 115 | 342
311199 | 3SANTDM | DUKE | 344 | 115 | 341
311200 | 3SHELL | DUKE | 344 | 115 | 342
311201 | 3QUAIL | DUKE | 344 | 115 | 342
311202 | 1SPILLWY | DUKE | 344 | 34.5 | 342
311203 | 3SPVY B | DUKE | 344 | 115 | 342
311204 | 1STSTEP | DUKE | 344 | 34.5 | 342
311210 | 1T1046 T | DUKE | 344 | 34.5 | 342
311212 | 3TRIO | DUKE | 344 | 115 | 342
311213 | 33VCH T | DUKE | 344 | 115 | 342
311214 | 33VCH | DUKE | 344 | 115 | 342
311215 | 3VOX | DUKE | 344 | 115 | 342
311216 | 2BR IP T | DUKE | 344 | 69 | 341
311217 | 3DUNBRDP | DUKE | 344 | 115 | 342
311222 | 1WLSN LN | DUKE | 344 | 34.5 | 342
311224 | 3B BRNCH | DUKE | 344 | 115 | 340
311227 | 3SPYB1 T | DUKE | 344 | 115 | 342
311241 | 2BETHL T | DUKE | 344 | 69 | 341
311244 | 2HONDA1T | DUKE | 344 | 69 | 341
311249 | 3BRIARC | DUKE | 344 | 115 | 342
311267 | 3BUROGH | DUKE | 344 | 115 | 342
311274 | 3DUNN | DUKE | 344 | 115 | 342
311279 | 3TINDAL | DUKE | 344 | 115 | 341
311281 | 2HONDA | DUKE | 344 | 69 | 341
311283 | 3GOLFCOUR | DUKE | 344 | 115 | 340
311285 | 3PIPER T | DUKE | 344 | 115 | 340
311289 | 3FORSBK | DUKE | 344 | 115 | 342
311291 | 3ROWESV | DUKE | 344 | 115 | 340
311301 | 3NCONG T | DUKE | 344 | 115 | 341
311302 | 3ECONW | DUKE | 344 | 115 | 342
311303 | 3WINDYH | DUKE | 344 | 115 | 342
311304 | 3LTL RIV | DUKE | 344 | 115 | 342
311305 | 321ST | DUKE | 344 | 115 | 342
311306 | 3WAMPEE | DUKE | 344 | 115 | 342
311307 | 3GLENNS | DUKE | 344 | 115 | 342
311308 | 3JETPRT | DUKE | 344 | 115 | 342
311309 | 3NCONG | DUKE | 344 | 115 | 341
311311 | 3RIDGV | DUKE | 344 | 115 | 340
311312 | 3STONO | DUKE | 344 | 115 | 340
311316 | 3WADMAL | DUKE | 344 | 115 | 340
311317 | 3SEABRK | DUKE | 344 | 115 | 340
311319 | 3RHEMS | DUKE | 344 | 115 | 342
311320 | 3JONESRD | DUKE | 344 | 115 | 342
311321 | 3ISGR DP | DUKE | 344 | 115 | 342
311325 | 3ISGR T | DUKE | 344 | 115 | 342
311326 | 3SILV B | DUKE | 344 | 115 | 340
311327 | 3GIANT 2 | DUKE | 344 | 115 | 340
311329 | 3STJAME | DUKE | 344 | 115 | 342
311331 | 2N PAGE | DUKE | 344 | 69 | 341
311332 | 3MAYSN T | DUKE | 344 | 115 | 340
311333 | 3MAYSN | DUKE | 344 | 115 | 340
311334 | 3MONTNAY TAP | DUKE | 344 | 115 | 342
311335 | 3BARR | DUKE | 344 | 115 | 341
311337 | 3INDIGO | DUKE | 344 | 115 | 340
311339 | 2REMLT T | DUKE | 344 | 69 | 341
311340 | 2REMLT | DUKE | 344 | 69 | 341
311341 | 3HOPKNS | DUKE | 344 | 115 | 341
311342 | 2IP PROSP T | DUKE | 344 | 69 | 341
311343 | 2IP PROSP | DUKE | 344 | 69 | 341
311344 | 2EVERG T | DUKE | 344 | 69 | 341
311345 | 2EVERG | DUKE | 344 | 69 | 341
311346 | 2OAKMIT | DUKE | 344 | 69 | 341
311349 | 3SHAW-SC | DUKE | 344 | 115 | 340
311357 | 2CATCH T | DUKE | 344 | 69 | 341
311360 | 2STATE | DUKE | 344 | 69 | 341
311362 | 2LNGBR T | DUKE | 344 | 69 | 340
311363 | 2LNGBR | DUKE | 344 | 69 | 340
311364 | 3LEGRV T | DUKE | 344 | 115 | 340
311365 | 3LEGRV | DUKE | 344 | 115 | 340
311366 | 3BIGGN | DUKE | 344 | 115 | 342
311367 | 2BR IP | DUKE | 344 | 69 | 341
311368 | 3BIGGN T | DUKE | 344 | 115 | 342
311369 | 3WOODHL | DUKE | 344 | 115 | 341
311370 | 3STR 364/365 | DUKE | 344 | 115 | 340
311371 | 3LIMEH | DUKE | 344 | 115 | 340
311372 | 3DPONDT | DUKE | 344 | 115 | 342
311373 | 2ROBRTV | DUKE | 344 | 69 | 340
311374 | 3D POND | DUKE | 344 | 115 | 342
311376 | 3DEBORD | DUKE | 344 | 115 | 342
311379 | 2CATCHDP | DUKE | 344 | 69 | 341
311387 | 3MONET T | DUKE | 344 | 115 | 340
311388 | 2HRS | DUKE | 344 | 69 | 341
311390 | 3POOLES TAP | DUKE | 344 | 115 | 341
311394 | 3HAMMOND | DUKE | 344 | 115 | 340
311395 | 2SCOTTSV | DUKE | 344 | 69 | 341
311396 | 2PDCOM T | DUKE | 344 | 69 | 341
311397 | 2ALLVAC | DUKE | 344 | 69 | 341
311398 | 2RICHBG | DUKE | 344 | 69 | 341
311400 | 3EDMUNDT | DUKE | 344 | 115 | 341
311401 | 3EDMUND | DUKE | 344 | 115 | 341
311402 | 3SPYB2 T | DUKE | 344 | 115 | 342
311405 | 2CHSTR T | DUKE | 344 | 69 | 341
311408 | 2ANTOC T | DUKE | 344 | 69 | 341
311409 | 2ANTOC | DUKE | 344 | 69 | 341
311410 | 2SEGRS T | DUKE | 344 | 69 | 341
311411 | 2SEGRS | DUKE | 344 | 69 | 341
311412 | 3PRINCE TP | DUKE | 344 | 115 | 341
311413 | 3PRINCE | DUKE | 344 | 115 | 341
311414 | 3BOBCOOP | DUKE | 344 | 115 | 341
311415 | 1CROSS T | DUKE | 344 | 34.5 | 342
311416 | 3POOLML | DUKE | 344 | 115 | 341
311417 | 2CONBRA | DUKE | 344 | 69 | 341
311420 | 1IPCO T | DUKE | 344 | 34.5 | 342
311426 | 2HOLLN | DUKE | 344 | 69 | 341
311427 | 2HOLLN T | DUKE | 344 | 69 | 341
311429 | 3RIVOAK | DUKE | 344 | 115 | 342
311433 | 3BOBCP T | DUKE | 344 | 115 | 341
311435 | 2HOND2T | DUKE | 344 | 69 | 341
311436 | 2CANNON | DUKE | 344 | 69 | 341
311437 | 2BLAIRT | DUKE | 344 | 69 | 341
311440 | 3STRAWB | DUKE | 344 | 115 | 340
311441 | 3CORNING-SC | DUKE | 344 | 115 | 340
311442 | 3VOX T | DUKE | 344 | 115 | 341
311448 | 2GABLE T | DUKE | 344 | 69 | 341
311449 | 2BARIN T | DUKE | 344 | 69 | 341
311457 | 2PALMER TP | DUKE | 344 | 69 | 341
311458 | 2PALMER | DUKE | 344 | 69 | 341
311471 | 3RIDGEVINDPK | DUKE | 344 | 115 | 340
311486 | 3GRAYSDP | DUKE | 344 | 115 | 340
311487 | 3BYRDS | DUKE | 344 | 115 | 340
311488 | 3BYRDS T | DUKE | 344 | 115 | 340 |  |  |  | 33.2178 | -80.5391
311507 | 2CATT | DUKE | 344 | 69 | 341
311508 | 2PDCOM | DUKE | 344 | 69 | 341
311509 | 2WPOND | DUKE | 344 | 69 | 341
311510 | 2ELGIN TAP | DUKE | 344 | 69 | 341
311511 | 2BOWN ST | DUKE | 344 | 69 | 341
311512 | 2MOCBL | DUKE | 344 | 69 | 341
311515 | 3EUREKA | DUKE | 344 | 115 | 340
311516 | 3NEWRV T | DUKE | 344 | 115 | 340
311517 | 3NEWRV | DUKE | 344 | 115 | 340
311518 | 2SNDHL | DUKE | 344 | 69 | 341
311519 | 2SNDHL T | DUKE | 344 | 69 | 341
311521 | 2SPRG HL | DUKE | 344 | 69 | 341
311525 | 2SPRBR T | DUKE | 344 | 69 | 340
311526 | 2SPRBR | DUKE | 344 | 69 | 340
311527 | 2BLKCRK | DUKE | 344 | 69 | 340
311528 | 2SPGHLT | DUKE | 344 | 69 | 341
311538 | 2TAXHAW | DUKE | 344 | 69 | 341
311539 | 3BURGS T | DUKE | 344 | 115 | 342
311540 | 3BURGS | DUKE | 344 | 115 | 342
311543 | 3NHPBEC | DUKE | 344 | 115 | 340
311546 | 2HRTG PT TP | DUKE | 344 | 69 | 341
311547 | 2HRTG PT | DUKE | 344 | 69 | 341
311549 | 2TXHAWT | DUKE | 344 | 69 | 341
311550 | 3SIDNEY TAP | DUKE | 344 | 115 | 340
311551 | 3SW5697_5699 | DUKE | 344 | 115 | 340 |  |  |  | 33.2178 | -80.5391
311553 | 2MARLIPT | DUKE | 344 | 69 | 341
311554 | 2MARLIP | DUKE | 344 | 69 | 341
311555 | 2PINEY GR TP | DUKE | 344 | 69 | 340
311556 | 3GRNDUNE | DUKE | 344 | 115 | 342
311559 | 2MEADW T | DUKE | 344 | 69 | 341
311560 | 2MEADOW | DUKE | 344 | 69 | 341
311561 | 3WELLST | DUKE | 344 | 115 | 342
311563 | 3OAKS T | DUKE | 344 | 115 | 342
311564 | 3OAKS | DUKE | 344 | 115 | 342
311565 | 3BEESCRKTAP | DUKE | 344 | 115 | 342
311566 | 3BEESCRKDP | DUKE | 344 | 115 | 342
311567 | 3SIDNEY | DUKE | 344 | 115 | 340
311568 | 3PLANTVL | DUKE | 344 | 115 | 342
311569 | 3BFTLNDG | DUKE | 344 | 115 | 342
311572 | 3SALTRT | DUKE | 344 | 115 | 341
311573 | 3SALTER | DUKE | 344 | 115 | 341
311595 | 2LRNGMLT | DUKE | 344 | 69 | 341
311596 | 2MOHAWK | DUKE | 344 | 69 | 341
311602 | 3RHEMS TP | DUKE | 344 | 115 | 341
311608 | 2MOHWK T | DUKE | 344 | 69 | 341
311609 | 3PRNGLFRRY T | DUKE | 344 | 115 | 341
311610 | 3PRNGLFRRY | DUKE | 344 | 115 | 342
311611 | 3LMBTWN | DUKE | 344 | 115 | 342
311613 | 3TILLMAN | DUKE | 344 | 115 | 340
311614 | 3VRNVL T | DUKE | 344 | 115 | 340
311616 | 3VRNVLDP | DUKE | 344 | 115 | 340
311618 | 3PRKRSVL | DUKE | 344 | 115 | 342
311621 | 3HMWDT | DUKE | 344 | 115 | 342
311622 | 3HMWD | DUKE | 344 | 115 | 342
311623 | 1LORISCC | DUKE | 344 | 34.5 | 342
311624 | 3BAYTREE | DUKE | 344 | 115 | 342
311625 | 3BAYTREE TAP | DUKE | 344 | 115 | 342
311630 | 3CPRSTR | DUKE | 344 | 115 | 340
311631 | 2LOCKHARTDP | DUKE | 344 | 69 | 341
311632 | 3SAGEML | DUKE | 344 | 115 | 340
311635 | 2MOHAWKTP2 | DUKE | 344 | 69 | 341
311645 | 3PRINCE CK T | DUKE | 344 | 115 | 342
311657 | 2ASHEPOO | DUKE | 344 | 69 | 340
311659 | 3AVALONSC | DUKE | 344 | 115 | 342
311660 | 2SFLOR TAP | DUKE | 344 | 69 | 341
311662 | 2GATFR | DUKE | 344 | 69 | 341
311666 | 2SFLORNCE | DUKE | 344 | 69 | 341
311667 | 2GATES F | DUKE | 344 | 69 | 341
311668 | 3LAKERDGETAP | DUKE | 344 | 115 | 342
311669 | 3LAKERIDGEDP | DUKE | 344 | 115 | 342
311670 | 3WTRIVT1 | DUKE | 344 | 115 | 342
311672 | 3WTRIVER | DUKE | 344 | 115 | 342
311676 | 3CANEBY T | DUKE | 344 | 115 | 340
311677 | 3CANEBAY | DUKE | 344 | 115 | 340
311684 | 3PENNY TP | DUKE | 344 | 115 | 342
311685 | 3PENNY DP | DUKE | 344 | 115 | 342
311686 | 3EUREKTP | DUKE | 344 | 115 | 340
311687 | 2HUNTINGCR | DUKE | 344 | 69 | 341
311694 | 3CLEAR POND | DUKE | 344 | 115 | 342
311695 | 2NFLORENCE | DUKE | 344 | 69 | 341
311699 | 33AZALAKET | DUKE | 344 | 115 | 342
311700 | 2HUNTCK TAP | DUKE | 344 | 69 | 341
311702 | 3CANE PATCH | DUKE | 344 | 115 | 342
311705 | 3COLLINS CK | DUKE | 344 | 115 | 342
311707 | 3PONDBRANCH | DUKE | 344 | 115 | 341
311708 | 3LIMEHOUSE T | DUKE | 344 | 115 | 340
311709 | 2BENCTY TP | DUKE | 344 | 69 | 341
311712 | 3REDDAM | DUKE | 344 | 115 | 340
311719 | 3HFERRY | DUKE | 344 | 115 | 341
311720 | 2LOCKHARTTAP | DUKE | 344 | 69 | 341
311721 | 2MAPLE TP | DUKE | 344 | 69 | 340
311722 | 2MAPLE-SC | DUKE | 344 | 69 | 340
311723 | 2ASHEPOO TAP | DUKE | 344 | 69 | 340
311727 | 3LKRDG TEMP | DUKE | 344 | 115 | 341
311728 | 2WHPOND TP | DUKE | 344 | 69 | 341
311729 | 2BOWN ST TAP | DUKE | 344 | 69 | 341
311732 | 1DNR PUMP TP | DUKE | 344 | 34.5 | 340
311733 | 1DNR PUMP | DUKE | 344 | 34.5 | 340
311734 | 3HFERRYT | DUKE | 344 | 115 | 341
311735 | 3BUROGH TP | DUKE | 344 | 115 | 341
311741 | 33AZALAKE | DUKE | 344 | 115 | 342
311746 | 2KISWIRE | DUKE | 344 | 69 | 341
311757 | 3COLLCOIP | DUKE | 344 | 115 | 340 |  |  |  | 33.0653 | -80.6209
311760 | 1ALLNALLSBRK | DUKE | 344 | 34.5 | 341
311775 | 2WOODCRK TP | DUKE | 344 | 69 | 341
311776 | 2WOODCRK DP | DUKE | 344 | 69 | 341
311777 | 3SW_5675 | DUKE | 344 | 115 | 340
311780 | 3MIDWAYSC | DUKE | 344 | 115 | 342
311781 | 3CEDARCK | DUKE | 344 | 115 | 342
311782 | 3GREENSEA | DUKE | 344 | 115 | 342
311783 | 3MEDWAYTP | DUKE | 344 | 115 | 340
311792 | 2HALGOLD | DUKE | 344 | 69 | 341
311795 | 2WMINDPK | DUKE | 344 | 69 | 341
311796 | 2WMINDPK_TP | DUKE | 344 | 69 | 341
311798 | 2SW4575 | DUKE | 344 | 69 | 341
311799 | 2HAILE TP | DUKE | 344 | 69 | 341
311800 | 2ALLENDALE | DUKE | 344 | 69 | 340
311803 | 2CAUTHN_TP | DUKE | 344 | 69 | 341
311809 | 3DEERFLD | DUKE | 344 | 115 | 342
311811 | 3VANCE T | DUKE | 344 | 115 | 340
311812 | 3BRSHRED | DUKE | 344 | 115 | 340
311816 | 3WADM TIE T | DUKE | 344 | 115 | 340
311817 | 3NEW_JAMTWN | DUKE | 344 | 115 | 342
311820 | 3LICKFORK | DUKE | 344 | 115 | 340
311823 | 2COBBLSTNTP | DUKE | 344 | 69 | 341
311836 | 3905SUB T | DUKE | 344 | 115 | 342
311837 | 2KEMPER_DP | DUKE | 344 | 69 | 341
311838 | 3905SUB | DUKE | 344 | 115 | 342
311842 | 3TF_157052 | DUKE | 344 | 115 | 340
311843 | 3TF_157108 | DUKE | 344 | 115 | 340
311846 | 2MARL_MEGA_T | DUKE | 344 | 69 | 341
311847 | 3CLARENDONTP | DUKE | 344 | 115 | 341
311848 | 3CLARENDONDP | DUKE | 344 | 115 | 341
311850 | 2COBBLSTNDP | DUKE | 344 | 69 | 341
311852 | 3NEXTON T | DUKE | 344 | 115 | 340
311853 | 3SUDLOWTR | DUKE | 344 | 115 | 340
311878 | 3MCQUEEN_TP2 | DUKE | 344 | 115 | 341
311879 | 3REDHILLSC | DUKE | 344 | 115 | 342
311964 | 2ISLNTON_T | DUKE | 344 | 69 | 340
311965 | 2ISLNTON | DUKE | 344 | 69 | 340
312733 | 6CONWAY | DUKE | 344 | 230 | 342
312734 | 6S BETH | DUKE | 344 | 230 | 341
312739 | 3BRNCH T | DUKE | 344 | 115 | 340 |  |  |  | 33.277 | -80.7067
312741 | 3CMPLG T | DUKE | 344 | 115 | 340
312745 | 3AYNOR | DUKE | 344 | 115 | 342
312751 | 3CHERRY | DUKE | 344 | 115 | 342
312752 | 3CHSTNT | DUKE | 344 | 115 | 342
312753 | 3CHAS AF | DUKE | 344 | 115 | 340
312755 | 3MCQUEE | DUKE | 344 | 115 | 340
312756 | 3COL P | DUKE | 344 | 115 | 340
312759 | 3C LINE | DUKE | 344 | 115 | 340
312760 | 3CRCNTB | DUKE | 344 | 115 | 342
312761 | 3CRWFLD | DUKE | 344 | 115 | 340
312762 | 3CRWFD T | DUKE | 344 | 115 | 340
312763 | 3DAV ST | DUKE | 344 | 115 | 341
312765 | 3EASTOV | DUKE | 344 | 115 | 341
312766 | 3GRDN C | DUKE | 344 | 115 | 342
312767 | 3GTNREA | DUKE | 344 | 115 | 342
312769 | 3GAPAC | DUKE | 344 | 115 | 341
312771 | 3GNT CMT | DUKE | 344 | 115 | 340
312772 | 3MACALLOY T | DUKE | 344 | 115 | 342
312773 | 3GILBER | DUKE | 344 | 115 | 341
312774 | 3GOOS C | DUKE | 344 | 115 | 340
312777 | 3GROVER | DUKE | 344 | 115 | 340 |  |  |  | 33.1647 | -80.6751
312780 | 3HARLVL | DUKE | 344 | 115 | 340
312783 | 3MILLWD | DUKE | 344 | 115 | 341
312785 | 3INTFRPUMP | DUKE | 344 | 115 | 342
312786 | 3INTERFOR | DUKE | 344 | 115 | 342
312787 | 3JAMTWN | DUKE | 344 | 115 | 342
312788 | 3JASPER | DUKE | 344 | 115 | 340
312790 | 3JW AL T | DUKE | 344 | 115 | 340
312791 | 3JW AL | DUKE | 344 | 115 | 340
312794 | 3LEBNON | DUKE | 344 | 115 | 340
312796 | 3LITCHF | DUKE | 344 | 115 | 342
312797 | 3LG COV | DUKE | 344 | 115 | 340
312798 | 3WDL P | DUKE | 344 | 115 | 342
312799 | 3WDL P T | DUKE | 344 | 115 | 342
312800 | 2MARL_MEGA_D | DUKE | 344 | 69 | 341
312801 | 3MACDON | DUKE | 344 | 115 | 342
312803 | 3MARKET | DUKE | 344 | 115 | 340
312804 | 3MCWS | DUKE | 344 | 115 | 340
312805 | 3MT HOL | DUKE | 344 | 115 | 340
312806 | 3MURREL | DUKE | 344 | 115 | 342
312808 | 3N CHAS | DUKE | 344 | 115 | 340
312809 | 3N DAM | DUKE | 344 | 115 | 341
312810 | 3NESMTH | DUKE | 344 | 115 | 341
312811 | 3NIX XRD | DUKE | 344 | 115 | 342
312812 | 3NIXONV | DUKE | 344 | 115 | 342
312815 | 3OIL PL | DUKE | 344 | 115 | 342
312817 | 3CMC METAL | DUKE | 344 | 115 | 341
312818 | 3PAWLEY | DUKE | 344 | 115 | 342
312820 | 3PINE I | DUKE | 344 | 115 | 342
312824 | 3RACEPT | DUKE | 344 | 115 | 342
312825 | 3RCHLND | DUKE | 344 | 115 | 341
312826 | 3RCHLD T | DUKE | 344 | 115 | 341
312828 | 3SOCAS | DUKE | 344 | 115 | 342
312829 | 3SOCAS T | DUKE | 344 | 115 | 342
312830 | 3SAMPIT | DUKE | 344 | 115 | 342
312831 | 3HOLCIM | DUKE | 344 | 115 | 340
312833 | 3SEAPIN | DUKE | 344 | 115 | 340
312836 | 3SURFSD | DUKE | 344 | 115 | 342
312837 | 3TRICT T | DUKE | 344 | 115 | 340
312838 | 3UNIBL T | DUKE | 344 | 115 | 342
312839 | 3UNIBL | DUKE | 344 | 115 | 342
312841 | 3BRIGGRD | DUKE | 344 | 115 | 340 |  |  |  | 34.9038 | -79.7583
312842 | 3WCO L | DUKE | 344 | 115 | 340
312843 | 3WASH P | DUKE | 344 | 115 | 342
312844 | 3WHITSV | DUKE | 344 | 115 | 340
312846 | 34 MILE | DUKE | 344 | 115 | 342
312847 | 341SIDE | DUKE | 344 | 115 | 341
312848 | 348TH A | DUKE | 344 | 115 | 342
312850 | 3SANGA | DUKE | 344 | 115 | 340
312852 | 3GORETW | DUKE | 344 | 115 | 342
312853 | 3N CNWY | DUKE | 344 | 115 | 342
312857 | 3TRICTY | DUKE | 344 | 115 | 340
312861 | 3CAROPN | DUKE | 344 | 115 | 342
312862 | 3HERITA | DUKE | 344 | 115 | 340
312863 | 3BUCKIN | DUKE | 344 | 115 | 340
312864 | 3GNT#2TP | DUKE | 344 | 115 | 340
312865 | 3ROSEHL | DUKE | 344 | 115 | 340
312867 | 3HARLYVL | DUKE | 344 | 115 | 340
312870 | 3GAPA T | DUKE | 344 | 115 | 341
312871 | 2AJHWD | DUKE | 344 | 69 | 341
312872 | 2AJHWD T | DUKE | 344 | 69 | 341
312874 | 2AOSMT T | DUKE | 344 | 69 | 341
312875 | 2AARONS | DUKE | 344 | 69 | 341
312876 | 2SBMBRG | DUKE | 344 | 69 | 340
312878 | 2BMBRG S | DUKE | 344 | 69 | 340
312879 | 2N BARN | DUKE | 344 | 69 | 340
312881 | 2BEAUTY | DUKE | 344 | 69 | 341
312882 | 2BEAVER | DUKE | 344 | 69 | 341
312883 | 2BELFS | DUKE | 344 | 69 | 341
312884 | 2BELFS T | DUKE | 344 | 69 | 341
312886 | 2BETHUNE | DUKE | 344 | 69 | 341
312887 | 2BISHP T | DUKE | 344 | 69 | 341
312888 | 2BISHP | DUKE | 344 | 69 | 341
312890 | 2BLYTHDP | DUKE | 344 | 69 | 341
312891 | 2BOONE-SC | DUKE | 344 | 69 | 341
312892 | 2BOONE T | DUKE | 344 | 69 | 341
312893 | 2BRUNSN | DUKE | 344 | 69 | 340
312896 | 2BUSHRV | DUKE | 344 | 69 | 341
312898 | 2CANADY | DUKE | 344 | 69 | 340
312899 | 2CANE S | DUKE | 344 | 69 | 341
312900 | 2CASSAT | DUKE | 344 | 69 | 341
312901 | 2CATAW | DUKE | 344 | 69 | 341
312902 | 2CATAW T | DUKE | 344 | 69 | 341
312903 | 2CAUTHN | DUKE | 344 | 69 | 341
312904 | 2CHAPN1 | DUKE | 344 | 69 | 341
312905 | 2CHAPN2 | DUKE | 344 | 69 | 341
312906 | 2LRNGML | DUKE | 344 | 69 | 341
312907 | 2STVN X | DUKE | 344 | 69 | 340
312908 | 2CHSTR | DUKE | 344 | 69 | 341
312909 | 2STONY T | DUKE | 344 | 69 | 341
312910 | 2STONY | DUKE | 344 | 69 | 341
312912 | 2CIRCLE | DUKE | 344 | 69 | 341
312913 | 2CLEV S | DUKE | 344 | 69 | 341
312914 | 2COLDS | DUKE | 344 | 69 | 341
312915 | 2COLDS T | DUKE | 344 | 69 | 341
312916 | 2COLSTN | DUKE | 344 | 69 | 340
312918 | 2COPE | DUKE | 344 | 69 | 340
312919 | 2COPE T | DUKE | 344 | 69 | 340
312920 | 2DALZEL | DUKE | 344 | 69 | 341
312922 | 2DARL | DUKE | 344 | 69 | 341
312923 | 2DINKNS | DUKE | 344 | 69 | 341
312924 | 2BENN CT | DUKE | 344 | 69 | 341
312925 | 3DORCH | DUKE | 344 | 115 | 340
312926 | 3SHOWA T | DUKE | 344 | 115 | 340
312927 | 2E SUMT | DUKE | 344 | 69 | 341
312928 | 3EBENEZ | DUKE | 344 | 115 | 340
312929 | 2ELGIN | DUKE | 344 | 69 | 341
312930 | 2SALEM | DUKE | 344 | 69 | 341
312931 | 2RILEYRD | DUKE | 344 | 69 | 341
312932 | 2FAIRFX | DUKE | 344 | 69 | 340
312933 | 2FAIRV | DUKE | 344 | 69 | 341
312935 | 2FIBER | DUKE | 344 | 69 | 341
312937 | 2QVC_FLOR | DUKE | 344 | 69 | 341
312938 | 3FOLLYF | DUKE | 344 | 115 | 340
312939 | 3BRANCH | DUKE | 344 | 115 | 340
312941 | 2OLDFG T | DUKE | 344 | 69 | 341
312942 | 2FRIEND | DUKE | 344 | 69 | 341
312943 | 2GABLE | DUKE | 344 | 69 | 341
312944 | 2WILSON | DUKE | 344 | 69 | 341
312945 | 2GLENDL | DUKE | 344 | 69 | 341
312946 | 2GTFALL | DUKE | 344 | 69 | 341
312947 | 2NEWFGT | DUKE | 344 | 69 | 341
312950 | 2HEALG T | DUKE | 344 | 69 | 340
312951 | 2HEALG | DUKE | 344 | 69 | 340
312952 | 2HEATHS | DUKE | 344 | 69 | 341
312953 | 2HIGHHL | DUKE | 344 | 69 | 341
312954 | 3HH PLT | DUKE | 344 | 115 | 340
312956 | 2HOLLY-SC | DUKE | 344 | 69 | 341
312957 | 2HOLLY T | DUKE | 344 | 69 | 341
312959 | 2SYCAMOR | DUKE | 344 | 69 | 340
312960 | 2JEFFSN | DUKE | 344 | 69 | 341
312961 | 2KEMPER | DUKE | 344 | 69 | 341
312962 | 2KEMPSN | DUKE | 344 | 69 | 341
312963 | 2KERSHW | DUKE | 344 | 69 | 341
312965 | 2KNGS T | DUKE | 344 | 69 | 341
312966 | 2KNGS DP | DUKE | 344 | 69 | 341
312969 | 2LKMAR T | DUKE | 344 | 69 | 341
312970 | 2LKMAR | DUKE | 344 | 69 | 341
312971 | 2LKMUR | DUKE | 344 | 69 | 341
312972 | 2LKMUR T | DUKE | 344 | 69 | 341
312973 | 2LAMAR | DUKE | 344 | 69 | 341
312974 | 2LAMAR T | DUKE | 344 | 69 | 341
312975 | 2LGHLIN | DUKE | 344 | 69 | 341
312977 | 2LG LAN | DUKE | 344 | 69 | 341
312979 | 2LUGOFDP | DUKE | 344 | 69 | 341
312980 | 2LYNCHB | DUKE | 344 | 69 | 341
312981 | 2MAJ SW | DUKE | 344 | 69 | 341
312983 | 2MANNIG | DUKE | 344 | 69 | 341
312985 | 2MAYESV | DUKE | 344 | 69 | 341
312986 | 2REGNDY | DUKE | 344 | 69 | 341
312987 | 2MT PSG | DUKE | 344 | 69 | 341
312988 | 2LOWDR | DUKE | 344 | 69 | 341
312989 | 2N BMBG | DUKE | 344 | 69 | 340
312990 | 2NMULL | DUKE | 344 | 69 | 341
312991 | 2NMULL T | DUKE | 344 | 69 | 341
312992 | 2NWHOP | DUKE | 344 | 69 | 341
312994 | 2BLAIR | DUKE | 344 | 69 | 341
312997 | 2NEWBRR | DUKE | 344 | 69 | 341
312998 | 2NEYLES | DUKE | 344 | 69 | 340
312999 | 2NIXVL | DUKE | 344 | 69 | 340
313007 | 6ROCKY FORGE | PJM | 345 | 230 | 365
313052 | 6DESPER | PJM | 345 | 230 | 363
313506 | AB1-173 C OP | PJM | 345 | 115 | 362
313526 | AB2-022 | PJM | 345 | 230 | 361
313703 | 3UNIONVILLE | PJM | 345 | 115 | 363
313704 | 4KANAWHATL | PJM | 345 | 138 | 365
313705 | 3KERRDP | PJM | 345 | 115 | 358
313706 | 3ELKTON | PJM | 345 | 115 | 364
313711 | 6MOYOCK | PJM | 345 | 230 | 361
313713 | 6SWAMP | PJM | 345 | 230 | 361 |  |  |  | 36.4223 | -76.3668
313714 | 6PERQUIMANS | PJM | 345 | 230 | 361 |  |  |  | 36.1797 | -76.4837
313717 | 6SLIGO L2192 | PJM | 345 | 230 | 361
313718 | 6ROCKLANDI_1 | PJM | 345 | 230 | 356
313719 | 3CHESTNUT | PJM | 345 | 115 | 362
313720 | 3NEWSOMS | PJM | 345 | 115 | 362
313721 | 6BUTTERMILK | PJM | 345 | 230 | 352
313722 | 3OCCONEECHEE | PJM | 345 | 115 | 362
313723 | 3PECAN | PJM | 345 | 115 | 362
313724 | 3TERRA | PJM | 345 | 115 | 362
313727 | 6PIONEER | PJM | 345 | 230 | 353
313728 | 6SANDLOT | PJM | 345 | 230 | 353
313730 | 6CABIN_RUN | PJM | 345 | 230 | 352
313731 | 6PARAGON PK | PJM | 345 | 230 | 352
313733 | 6NIMBUS | PJM | 345 | 230 | 352
313734 | 6DTC | PJM | 345 | 230 | 352
313735 | 6LOCKRIDG | PJM | 345 | 230 | 352
313736 | 6GLOBAL_PLZA | PJM | 345 | 230 | 352
313737 | 3COPELD DP | PJM | 345 | 115 | 360
313738 | 3CUSHAW | PJM | 345 | 115 | 365
313740 | 6GENITO | PJM | 345 | 230 | 357
313755 | 3FLAT CREEK | PJM | 345 | 115 | 358
313756 | 3DAWSONS CR | PJM | 345 | 115 | 362
313802 | 6PRINCE EDW | PJM | 345 | 230 | 358
313805 | 6SHELLHORN1 | PJM | 345 | 230 | 352
313806 | 3HERBERT | PJM | 345 | 115 | 358
313807 | 6WAXPOOL | PJM | 345 | 230 | 352
313808 | 6ROUNDTABLE | PJM | 345 | 230 | 352
313809 | 6MT RD2127 | PJM | 345 | 230 | 355
313810 | 6DAHLGREN | PJM | 345 | 230 | 354
313811 | 6ELKO L286 | PJM | 345 | 230 | 355
313812 | 6ROCKLANDING | PJM | 345 | 230 | 356
313813 | 3OCRAN | PJM | 345 | 115 | 354
313816 | 6N ALEX | PJM | 345 | 230 | 351
313817 | 6CLOVER_1 | PJM | 345 | 230 | 358
313818 | 6BENCHRCH | PJM | 345 | 230 | 360
313819 | 3ELMFARM | PJM | 345 | 115 | 353
313820 | 6DAVIS | PJM | 345 | 230 | 352
313821 | 6PACIFIC | PJM | 345 | 230 | 352
313822 | 6RUNWAY | PJM | 345 | 230 | 352
313823 | 3SHILOH | PJM | 345 | 115 | 362
313826 | 6HYDRAULIC | PJM | 345 | 230 | 363
313828 | 3WHITEMARSH | PJM | 345 | 115 | 354
313830 | 3KITTY HAW_1 | PJM | 345 | 115 | 361
313831 | 3HERMI88 | PJM | 345 | 115 | 355
313832 | 3HERMI159 | PJM | 345 | 115 | 355
313833 | 6GARSVLB | PJM | 345 | 230 | 353
313834 | 6BRADOCK B | PJM | 345 | 230 | 352
313836 | 6GAINESPTTRM | PJM | 345 | 230 | 354
313837 | 6SUMMIT | PJM | 345 | 230 | 355
313838 | 8MOSBY_1 | PJM | 345 | 500 | 366
313839 | 8GOOSE CRK_1 | PJM | 345 | 500 | 366
313842 | 3RAPPAHNCK_1 | PJM | 345 | 115 | 354
313843 | 3RAPPAHNCK_2 | PJM | 345 | 115 | 354
313846 | 6HARMONY_1 | PJM | 345 | 230 | 354
313847 | 6LEBANON | PJM | 345 | 230 | 356
313848 | 3BELLEVUE_DP | PJM | 345 | 115 | 365
313849 | 3RIDGERD | PJM | 345 | 115 | 358
313850 | 6AIRPORT DP | PJM | 345 | 230 | 353
313851 | 6ECITYDP2 | PJM | 345 | 230 | 361
313852 | 3WELCOTAP | PJM | 345 | 115 | 358
313853 | 3PONTONDP | PJM | 345 | 115 | 358
313854 | 3CONSLDL | PJM | 345 | 115 | 362
313855 | 3RIGRD_1 | PJM | 345 | 115 | 358
313856 | 3HICKGROVDP | PJM | 345 | 115 | 358
313858 | 3SO JUSTICE | PJM | 345 | 115 | 362
313860 | 6ATLANTC | PJM | 345 | 230 | 353
313861 | 6LINT_HL | PJM | 345 | 230 | 353
313862 | 6WHEELER | PJM | 345 | 230 | 353
313864 | 6POLAND RD | PJM | 345 | 230 | 352
313866 | 6COPELAND | PJM | 345 | 230 | 356
313868 | 6CARTERV | PJM | 345 | 230 | 363
313870 | 3RAPPAHNCK | PJM | 345 | 115 | 354
313871 | 3COBBS CREEK | PJM | 345 | 115 | 363
313872 | 3FORK UNIO_1 | PJM | 345 | 115 | 363
313874 | 3JAMES RI TP | PJM | 345 | 115 | 363
313875 | 3TRICESLK | PJM | 345 | 115 | 363
313876 | 6HAYMARKET | PJM | 345 | 230 | 353
313878 | 3BELL AVE 1 | PJM | 345 | 115 | 360
313879 | 3BELL AVE 2 | PJM | 345 | 115 | 360
313881 | 2FREEDOM | PJM | 345 | 69 | 351
313884 | 6OPAL | PJM | 345 | 230 | 353
313885 | 6WALBMRL | PJM | 345 | 230 | 361
313886 | 3GREYSPT | PJM | 345 | 115 | 354
313887 | 6CHESAPK_STC | PJM | 345 | 230 | 359
313888 | 3COLNGTN_STC | PJM | 345 | 115 | 361
313889 | 6FENTRES_STC | PJM | 345 | 230 | 359
313890 | 6LANDSTN_STC | PJM | 345 | 230 | 359
313891 | 6LYNHAVN_STC | PJM | 345 | 230 | 359
313892 | 3STAGE COACH | PJM | 345 | 115 | 358
313895 | 3HARTS MILL | PJM | 345 | 115 | 362
313896 | 6COLONIAL TR | PJM | 345 | 230 | 360 |  |  |  | 37.1594 | -76.9168
313897 | 6LUCKYHILL | PJM | 345 | 230 | 353
313898 | 3BUTCHER CRK | PJM | 345 | 115 | 358
313899 | 3COOL SPRING | PJM | 345 | 115 | 362
314001 | 6ANANDL | PJM | 345 | 230 | 352
314002 | 6ANANDLA | PJM | 345 | 230 | 352
314003 | 6ARLNGTN | PJM | 345 | 230 | 351
314004 | 6ASHBURN | PJM | 345 | 230 | 352
314005 | 6HAMLTON | PJM | 345 | 230 | 352
314006 | 6ASHBURA | PJM | 345 | 230 | 352
314007 | 6BELVOIR | PJM | 345 | 230 | 351
314008 | 6BELVOIR A | PJM | 345 | 230 | 351
314009 | 6BRADOCK | PJM | 345 | 230 | 352
314010 | 6BEAMEAD | PJM | 345 | 230 | 352
314013 | 6BURKE | PJM | 345 | 230 | 352
314015 | 6HERNPK | PJM | 345 | 230 | 352
314017 | 6CENTVILL | PJM | 345 | 230 | 352
314018 | 6CIA | PJM | 345 | 230 | 352
314021 | 6CLARK | PJM | 345 | 230 | 352
314023 | 6CRYSTAL | PJM | 345 | 230 | 351
314024 | 6CRYST A | PJM | 345 | 230 | 351
314026 | 6DRANESV | PJM | 345 | 230 | 352
314027 | 6DULLES | PJM | 345 | 230 | 352
314029 | 6DUMFRES | PJM | 345 | 230 | 353
314030 | 6ELKLICK | PJM | 345 | 230 | 352
314031 | 6FALLS C | PJM | 345 | 230 | 351
314032 | 6FALLS A | PJM | 345 | 230 | 351
314033 | 6FRANCON | PJM | 345 | 230 | 351
314034 | 6FRANCON A | PJM | 345 | 230 | 351
314035 | 6DISCOVR | PJM | 345 | 230 | 352
314038 | 6GALLOWS | PJM | 345 | 230 | 352
314039 | 6GALLOWS A | PJM | 345 | 230 | 352
314041 | 6GLEBE | PJM | 345 | 230 | 351
314043 | 6GLNCRLN | PJM | 345 | 230 | 351
314044 | 6GUM SPR | PJM | 345 | 230 | 351
314046 | 6HAYFLD | PJM | 345 | 230 | 351
314047 | 6SUNSET HILL | PJM | 345 | 230 | 352
314048 | 6HUNTER | PJM | 345 | 230 | 352
314052 | 6IDYLWOD | PJM | 345 | 230 | 352
314053 | 6JEFF ST | PJM | 345 | 230 | 351
314054 | 6KEENE M | PJM | 345 | 230 | 352
314056 | 6KEENE A | PJM | 345 | 230 | 352
314057 | 6LAKERD | PJM | 345 | 230 | 353
314058 | 6LAKER A | PJM | 345 | 230 | 353
314062 | 3MIDDLEB | PJM | 345 | 115 | 353
314064 | 6N POT YD | PJM | 345 | 230 | 351
314065 | 6MOORED | PJM | 345 | 230 | 353
314066 | 6N POT YD_A | PJM | 345 | 230 | 351
314067 | 6OCCOQUN | PJM | 345 | 230 | 351
314069 | 6PENDER | PJM | 345 | 230 | 352
314076 | 3QUANTCO | PJM | 345 | 115 | 353
314077 | 6RVNWRTH | PJM | 345 | 230 | 352
314079 | 6RESTON | PJM | 345 | 230 | 352
314081 | 6SIDEBRN | PJM | 345 | 230 | 352
314082 | 6STERLNG | PJM | 345 | 230 | 352
314083 | 6STERL A | PJM | 345 | 230 | 352
314084 | 6SULLY | PJM | 345 | 230 | 352
314086 | 6SWINKS | PJM | 345 | 230 | 352
314088 | 6VANDORN | PJM | 345 | 230 | 351
314089 | 6VA HL A | PJM | 345 | 230 | 351
314091 | 6VA HILL | PJM | 345 | 230 | 351
314092 | 6WALNEY | PJM | 345 | 230 | 352
314093 | 6WARRNTN | PJM | 345 | 230 | 353
314094 | 6WOODBR | PJM | 345 | 230 | 353
314095 | 2WAR | PJM | 345 | 69 | 351
314096 | 6WOODB A | PJM | 345 | 230 | 353
314097 | 6BECO | PJM | 345 | 230 | 352
314098 | 6GREENWAY1 | PJM | 345 | 230 | 352
314103 | 6BATTERY | PJM | 345 | 230 | 353
314104 | 3BETHEL | PJM | 345 | 115 | 353
314105 | 6AQUIA | PJM | 345 | 230 | 353
314106 | 6CATRPIN | PJM | 345 | 230 | 353
314108 | 3CO CLUB | PJM | 345 | 115 | 353
314109 | 6CUBRUN | PJM | 345 | 230 | 352
314110 | 6ELK RUN | PJM | 345 | 230 | 353
314112 | 3IND HIL | PJM | 345 | 115 | 353
314113 | 6JOHNSON | PJM | 345 | 230 | 352
314114 | 3LINDNDL | PJM | 345 | 115 | 353
314117 | 6PR WLLM | PJM | 345 | 230 | 353
314118 | 3MINNIEV | PJM | 345 | 115 | 353
314119 | 6NOKESVL | PJM | 345 | 230 | 353
314121 | 3SMOKETN | PJM | 345 | 115 | 353
314122 | 3SOWEGO | PJM | 345 | 115 | 353
314123 | 3WELLGTN | PJM | 345 | 115 | 353
314126 | 6S CARL | PJM | 345 | 230 | 351
314127 | 6S CARLY | PJM | 345 | 230 | 351
314128 | 6REDFIEL | PJM | 345 | 230 | 352
314131 | 6ARNOLDS | PJM | 345 | 230 | 354
314134 | 6CRANES | PJM | 345 | 230 | 353
314138 | 6MINE RD | PJM | 345 | 230 | 355
314139 | 6OAKGROV | PJM | 345 | 230 | 354
314140 | 6GARSVL | PJM | 345 | 230 | 353
314144 | 6AQUI_HARB_A | PJM | 345 | 230 | 353
314149 | 3STJOHND | PJM | 345 | 115 | 355
314151 | 3SLABTWN | PJM | 345 | 115 | 355
314153 | 3WOODPCK | PJM | 345 | 115 | 355
314155 | 3CANBR T | PJM | 345 | 115 | 353
314163 | 6FINES | PJM | 345 | 230 | 353
314165 | 6CLOVRHL | PJM | 345 | 230 | 353
314172 | 6DUNNSVL | PJM | 345 | 230 | 354
314173 | 3GARNER | PJM | 345 | 115 | 354
314175 | 6COMORN | PJM | 345 | 230 | 354
314178 | 3LANCAST | PJM | 345 | 115 | 354
314183 | 6SANDERS | PJM | 345 | 230 | 354
314185 | 6RADNOR | PJM | 345 | 230 | 351
314186 | 6FULLER ROAD | PJM | 345 | 230 | 353
314187 | 3WAN 176 | PJM | 345 | 115 | 354
314188 | 3WEST PT | PJM | 345 | 115 | 354
314189 | 6PAPERMILL | PJM | 345 | 230 | 354
314190 | 6WESTMOR | PJM | 345 | 230 | 354
314191 | 3WHIT STONE | PJM | 345 | 115 | 354
314193 | 6WALNEY2 | PJM | 345 | 230 | 352
314201 | 6NIVO1 | PJM | 345 | 230 | 352
314204 | 6WINFA_1 | PJM | 345 | 230 | 361
314205 | 3HEARTS | PJM | 345 | 115 | 362
314211 | 3ACCA | PJM | 345 | 115 | 355
314213 | 3CARVER | PJM | 345 | 115 | 355
314216 | 3PINEWOOD | PJM | 345 | 115 | 355
314219 | 3GREENWD | PJM | 345 | 115 | 355
314221 | 3HANOVER | PJM | 345 | 115 | 355
314222 | 6HANOVER | PJM | 345 | 230 | 355
314223 | 3KNGS DOM DP | PJM | 345 | 115 | 355
314225 | 6CHARCTY | PJM | 345 | 230 | 355
314229 | 6MT RD221 | PJM | 345 | 230 | 355
314233 | 6N POLE | PJM | 345 | 230 | 355
314239 | 6OILVILL | PJM | 345 | 230 | 355
314241 | 6OLDCHRC | PJM | 345 | 230 | 355
314242 | 6PEARSON | PJM | 345 | 230 | 355
314243 | 3PROV 92 | PJM | 345 | 115 | 355
314245 | 6SOUTHWEST_1 | PJM | 345 | 230 | 357
314247 | 3RIVER86 | PJM | 345 | 115 | 355
314248 | 6RIVER222 | PJM | 345 | 230 | 355
314249 | 3SHOCKOE | PJM | 345 | 115 | 355
314250 | 6ROCKVILLE | PJM | 345 | 230 | 355
314251 | 6S PUMP | PJM | 345 | 230 | 355
314252 | 3TURNER92 | PJM | 345 | 115 | 355
314253 | 6TURNER | PJM | 345 | 230 | 355
314254 | 3TWELFTH | PJM | 345 | 115 | 355
314255 | 3BOYDPLK | PJM | 345 | 115 | 358
314257 | 6WHITOAK | PJM | 345 | 230 | 355
314260 | 6VARINA | PJM | 345 | 230 | 355
314261 | 3OAKRI_1 | PJM | 345 | 115 | 360
314262 | 3NEWBO_1 | PJM | 345 | 115 | 357
314263 | 6TYLER1 | PJM | 345 | 230 | 357
314265 | 3FIVEFORKSDP | PJM | 345 | 115 | 362
314266 | 6NORTHAMPTON | PJM | 345 | 230 | 362
314268 | 6BRIERY | PJM | 345 | 230 | 358
314271 | 6ALLIED | PJM | 345 | 230 | 357
314272 | 6ALPINE | PJM | 345 | 230 | 357
314273 | 3BAKRS P | PJM | 345 | 115 | 357
314277 | 3BELLW72 | PJM | 345 | 115 | 357
314279 | 3BBOVERI | PJM | 345 | 115 | 357
314280 | 3NEWBOHE | PJM | 345 | 115 | 357
314281 | 6BURDET | PJM | 345 | 230 | 357
314283 | 3CENTLIA | PJM | 345 | 115 | 357
314285 | 6CHRL249 | PJM | 345 | 230 | 357
314290 | 6EDFERRY | PJM | 345 | 230 | 352
314292 | 3DISPUTN | PJM | 345 | 115 | 357
314293 | 3DU PONT | PJM | 345 | 115 | 357
314294 | 6ENON | PJM | 345 | 230 | 357
314295 | 6BIRDNECK | PJM | 345 | 230 | 359
314296 | 6PENNIMAN | PJM | 345 | 230 | 356
314297 | 3F LEE97 | PJM | 345 | 115 | 357
314298 | 3HARROWG | PJM | 345 | 115 | 357
314299 | 6HARROWG | PJM | 345 | 230 | 357
314300 | 3KEVLAR | PJM | 345 | 115 | 357
314301 | 6HARR205 | PJM | 345 | 230 | 357
314302 | 3HARVELL | PJM | 345 | 115 | 357
314306 | 6HULL219 | PJM | 345 | 230 | 357
314307 | 6HULL282 | PJM | 345 | 230 | 357
314308 | 6ICI | PJM | 345 | 230 | 357
314309 | 6IRON208 | PJM | 345 | 230 | 357
314310 | 6JUDES F | PJM | 345 | 230 | 357
314311 | 6IRON282 | PJM | 345 | 230 | 357
314312 | 3JARRATT | PJM | 345 | 115 | 357
314313 | 3KNGSLAND | PJM | 345 | 115 | 357
314317 | 3MANCHST | PJM | 345 | 115 | 357
314318 | 3MARLBRO | PJM | 345 | 115 | 357
314319 | 3MAURY24 | PJM | 345 | 115 | 357
314321 | 3LITLECREEK | PJM | 345 | 115 | 359
314323 | 3NC GAS | PJM | 345 | 115 | 357
314324 | 3PIPELIN | PJM | 345 | 115 | 357
314330 | 6VALLE_1 | PJM | 345 | 230 | 364
314333 | 6POWHATN | PJM | 345 | 230 | 357
314334 | 3REAMS D | PJM | 345 | 115 | 357
314336 | 3REYMT72 | PJM | 345 | 115 | 357
314338 | 6SOUWEST | PJM | 345 | 230 | 357
314340 | 3SISISKY | PJM | 345 | 115 | 357
314341 | 3STRATFD | PJM | 345 | 115 | 357
314342 | 3TEMPLE | PJM | 345 | 115 | 357
314343 | 6TRABUE | PJM | 345 | 230 | 357
314345 | 3MT RUN | PJM | 345 | 115 | 363
314346 | 6TYLER | PJM | 345 | 230 | 357
314347 | 3WAKEFLD | PJM | 345 | 115 | 357
314348 | 2GRETN_1 | PJM | 345 | 69 | 358
314349 | 3WALTHAL | PJM | 345 | 115 | 357
314350 | 3WVLY DP | PJM | 345 | 115 | 357
314351 | 3WAVERLY | PJM | 345 | 115 | 357
314352 | 6WINTERP | PJM | 345 | 230 | 357
314353 | 6WARWICKB | PJM | 345 | 230 | 356
314354 | 6ASHBURN_2 | PJM | 345 | 230 | 352
314355 | 6HAYFL_1 | PJM | 345 | 230 | 351
314356 | 6JEFF _1 | PJM | 345 | 230 | 351
314359 | 6ASHBU_1 | PJM | 345 | 230 | 352
314360 | 6CLIFT_1 | PJM | 345 | 230 | 352
314361 | 6DRANE_1 | PJM | 345 | 230 | 352
314362 | 6DULLE_1 | PJM | 345 | 230 | 352
314363 | 6IDYLW_1 | PJM | 345 | 230 | 352
314364 | 6LOUDO_1 | PJM | 345 | 230 | 352
314365 | 6OX_1 | PJM | 345 | 230 | 352
314366 | 6PL VI_1 | PJM | 345 | 230 | 352
314367 | 3CHANC_1 | PJM | 345 | 115 | 363
314368 | 3FREDB_1 | PJM | 345 | 115 | 353
314369 | 3POSSU_1 | PJM | 345 | 115 | 353
314370 | 3REMNG_1 | PJM | 345 | 115 | 353
314372 | 3BLOXOMC | PJM | 345 | 115 | 356
314373 | 3COLONY | PJM | 345 | 115 | 356 |  |  |  | 37.1126 | -76.4943
314374 | 3COPELND | PJM | 345 | 115 | 356
314375 | 6CORRCTN | PJM | 345 | 230 | 354
314376 | 6DENBIGH | PJM | 345 | 230 | 356
314377 | 3MARTINS HUN | PJM | 345 | 115 | 356
314378 | 3FTEUS34 | PJM | 345 | 115 | 356
314380 | 6FREDB_1 | PJM | 345 | 230 | 353
314381 | 3GRAFT34 | PJM | 345 | 115 | 356 |  |  |  | 37.1492 | -76.4985
314383 | 6POSSU_1 | PJM | 345 | 230 | 353
314384 | 3KINGS M | PJM | 345 | 115 | 356
314385 | 3HARMO_1 | PJM | 345 | 115 | 354
314386 | 6KINGS M | PJM | 345 | 230 | 356
314389 | 3LEBAN58 | PJM | 345 | 115 | 356 |  |  |  | 37.2131 | -76.5845
314390 | 6LIGH285 | PJM | 345 | 230 | 356
314391 | 6LIGH209 | PJM | 345 | 230 | 356
314392 | 3MAGRUDR | PJM | 345 | 115 | 356
314393 | 3MERCURY | PJM | 345 | 115 | 356
314394 | 3NASA | PJM | 345 | 115 | 356
314395 | 3HARMO_2 | PJM | 345 | 115 | 354
314396 | 3NNEWS58 | PJM | 345 | 115 | 356
314397 | 3NP NEWS | PJM | 345 | 115 | 356
314398 | 6NP NEWS | PJM | 345 | 230 | 356
314400 | 3LANCA_1 | PJM | 345 | 115 | 354
314403 | 3SEAFD76 | PJM | 345 | 115 | 356 |  |  |  | 37.1266 | -76.4403
314404 | 3SEAFD79 | PJM | 345 | 115 | 356 |  |  |  | 37.1266 | -76.4403
314405 | 3HANOV_1 | PJM | 345 | 115 | 355
314408 | 6CHCKA_1 | PJM | 345 | 230 | 355
314409 | 6TABB | PJM | 345 | 230 | 356
314410 | 6ELMON_1 | PJM | 345 | 230 | 355
314411 | 3TOANO58 | PJM | 345 | 115 | 356
314413 | 6WALR285 | PJM | 345 | 230 | 356
314414 | 3WARWICK | PJM | 345 | 115 | 356
314415 | 6WALR209 | PJM | 345 | 230 | 356
314419 | 6NRTHW_1 | PJM | 345 | 230 | 355
314420 | 3PENIN_1 | PJM | 345 | 115 | 356
314424 | 3YNWS 58 | PJM | 345 | 115 | 356
314426 | 3FT PKET | PJM | 345 | 115 | 358
314427 | 3LUNENBURG | PJM | 345 | 115 | 358
314428 | 3HOOPERS | PJM | 345 | 115 | 358
314429 | 3JTRSVLE | PJM | 345 | 115 | 358
314430 | 3KENBRDG | PJM | 345 | 115 | 358
314431 | 3KENB TP | PJM | 345 | 115 | 358
314432 | 3MARTIN DP | PJM | 345 | 115 | 358
314435 | 6SAPONY | PJM | 345 | 230 | 357
314436 | 3ALEX CR | PJM | 345 | 115 | 359
314438 | 3BAINS STORE | PJM | 345 | 115 | 359
314439 | 3BAYSIDE | PJM | 345 | 115 | 359
314440 | 6LANEX_1 | PJM | 345 | 230 | 356
314441 | 3BERKL51 | PJM | 345 | 115 | 359
314442 | 6NP NE_1 | PJM | 345 | 230 | 356
314443 | 3BOWERS | PJM | 345 | 115 | 359
314444 | 6BOWERS | PJM | 345 | 230 | 359
314447 | 3BURTN67 | PJM | 345 | 115 | 359
314450 | 6YORKT_1 | PJM | 345 | 230 | 356
314454 | 3POE_1 | PJM | 345 | 115 | 357
314455 | 6CARSO_1 | PJM | 345 | 230 | 357
314457 | 3CRADOCK | PJM | 345 | 115 | 359 |  |  |  | 36.7949 | -76.3122
314458 | 3DAVSCNR67 | PJM | 345 | 115 | 359
314459 | 3DAVSCORNER | PJM | 345 | 115 | 359
314461 | 3DEEPC46 | PJM | 345 | 115 | 359 |  |  |  | 36.7643 | -76.3436
314462 | 3DEEPC87 | PJM | 345 | 115 | 359 |  |  |  | 36.7643 | -76.3436
314463 | 3DOZIER | PJM | 345 | 115 | 359 |  |  |  | 36.7857 | -76.2671
314467 | 6MDLTH_1 | PJM | 345 | 230 | 357
314470 | 3GRASFLD | PJM | 345 | 115 | 359
314472 | 6GRN RUN | PJM | 345 | 230 | 359
314475 | 6HARBORV | PJM | 345 | 230 | 359
314477 | 3HODGE F | PJM | 345 | 115 | 359
314478 | 3IND PRK | PJM | 345 | 115 | 359
314480 | 6HUNTSMN | PJM | 345 | 230 | 359
314482 | 3LONDONB | PJM | 345 | 115 | 359
314483 | 3LONGC27 | PJM | 345 | 115 | 359
314484 | 6HARBORV226 | PJM | 345 | 230 | 359
314485 | 6LK KING | PJM | 345 | 230 | 359
314486 | 6LYNHAVN | PJM | 345 | 230 | 359
314487 | 3MCLAUGH | PJM | 345 | 115 | 359
314488 | 3OAKWOOD | PJM | 345 | 115 | 359
314491 | 3PENDLTN | PJM | 345 | 115 | 359
314492 | 3P ANNE | PJM | 345 | 115 | 359
314495 | 6RURITAN | PJM | 345 | 230 | 359
314498 | 3SHEA | PJM | 345 | 115 | 359
314499 | 6SNORFLK | PJM | 345 | 230 | 359
314500 | 6NAVYS | PJM | 345 | 230 | 359
314501 | 6NAVYS1 | PJM | 345 | 230 | 359
314502 | 6STUMPY | PJM | 345 | 230 | 359
314503 | 3TAUSSIG | PJM | 345 | 115 | 359
314504 | 6THALIA | PJM | 345 | 230 | 359
314505 | 6NAVYN | PJM | 345 | 230 | 359
314506 | 3THOLE S | PJM | 345 | 115 | 359
314507 | 3THOMPSN | PJM | 345 | 115 | 359
314508 | 6THRASHER | PJM | 345 | 230 | 359
314510 | 6NAVYN1 | PJM | 345 | 230 | 359
314512 | 6W LAND | PJM | 345 | 230 | 359
314515 | 3ALTVS_1 | PJM | 345 | 115 | 358
314516 | 3BRUNWICK_1 | PJM | 345 | 115 | 358
314518 | 3CHASC_1 | PJM | 345 | 115 | 358
314519 | 3LONEPINE_1 | PJM | 345 | 115 | 358
314520 | 3SEDGE_1 | PJM | 345 | 115 | 358
314521 | 3PAMPL_1 | PJM | 345 | 115 | 358
314522 | 6CHCKTUK | PJM | 345 | 230 | 360
314523 | 6CRITTDN | PJM | 345 | 230 | 360
314524 | 3FRNKLN | PJM | 345 | 115 | 360
314525 | 6KINGFORK | PJM | 345 | 230 | 360
314526 | 3HANDSOM | PJM | 345 | 115 | 360
314527 | 3HOLLAND | PJM | 345 | 115 | 360
314528 | 3IVOR106 | PJM | 345 | 115 | 360
314529 | 3KINGFORK | PJM | 345 | 115 | 360
314530 | 3GRENW_1 | PJM | 345 | 115 | 359
314531 | 3MYRTLE | PJM | 345 | 115 | 360
314533 | 6SMITFLD | PJM | 345 | 230 | 360
314539 | 3UNCAMP | PJM | 345 | 115 | 360
314540 | 6POOLSVL | PJM | 345 | 230 | 360
314541 | 3WATKINS | PJM | 345 | 115 | 360
314542 | 3WINDSOR | PJM | 345 | 115 | 360
314545 | 3TOT5 | PJM | 345 | 115 | 362
314547 | 3TOT3 | PJM | 345 | 115 | 362
314548 | 3TARRTP | PJM | 345 | 115 | 362
314549 | 3TOT1 | PJM | 345 | 115 | 362
314551 | 3AHOSKIE | PJM | 345 | 115 | 362
314553 | 3ANCONDA | PJM | 345 | 115 | 362
314554 | 3BTLEBRO | PJM | 345 | 115 | 362 |  |  |  | 36.0524 | -77.7625
314556 | 3BENSON | PJM | 345 | 115 | 362
314557 | 3BETHELC | PJM | 345 | 115 | 362
314558 | 3BOYKINS | PJM | 345 | 115 | 362
314560 | 3CNETO | PJM | 345 | 115 | 362
314566 | 3CRESWEL | PJM | 345 | 115 | 361
314567 | 3DUNBR | PJM | 345 | 115 | 362
314570 | 3METCATP | PJM | 345 | 115 | 362
314571 | 3EATON F | PJM | 345 | 115 | 362
314572 | 3EMPORIA | PJM | 345 | 115 | 362
314575 | 6NUCO TP | PJM | 345 | 230 | 362
314576 | 3FIVE PT | PJM | 345 | 115 | 362
314577 | 3COX DP | PJM | 345 | 115 | 362
314578 | 3HORNRTN | PJM | 345 | 115 | 362
314580 | 3MAPLETN | PJM | 345 | 115 | 362
314581 | 3JACKSON | PJM | 345 | 115 | 362
314582 | 3KELFORD | PJM | 345 | 115 | 362
314583 | 6LAKEVEW | PJM | 345 | 230 | 362 |  |  |  | 36.4747 | -77.6707
314584 | 3LITTLTN | PJM | 345 | 115 | 362
314585 | 3L GASTN | PJM | 345 | 115 | 362
314587 | 3MARGTSV | PJM | 345 | 115 | 362
314588 | 3METCALF | PJM | 345 | 115 | 362
314589 | 3MURPHYS | PJM | 345 | 115 | 362
314590 | 6NUCOR | PJM | 345 | 230 | 362
314591 | 6NASH | PJM | 345 | 230 | 362
314592 | 3PANTEGO | PJM | 345 | 115 | 362
314594 | 6PLYMOTH | PJM | 345 | 230 | 362
314595 | 3PL HILL | PJM | 345 | 115 | 362
314596 | 3POPLR C | PJM | 345 | 115 | 362
314597 | 3RIDERS | PJM | 345 | 115 | 361
314598 | 3ROAN DP | PJM | 345 | 115 | 362
314599 | 6ROA VAL | PJM | 345 | 230 | 362
314600 | 3PLHITP | PJM | 345 | 115 | 362
314601 | 3ROBRSNV | PJM | 345 | 115 | 362
314602 | 3SAMS HD | PJM | 345 | 115 | 362
314603 | 3SCOT NK | PJM | 345 | 115 | 362
314604 | 3SEABORD | PJM | 345 | 115 | 362
314607 | 3TAR RVR | PJM | 345 | 115 | 362
314610 | 6TOTDP4 | PJM | 345 | 230 | 362
314612 | 3TREGO | PJM | 345 | 115 | 362
314615 | 3SKIPPERS | PJM | 345 | 115 | 362
314617 | 3TUNIS | PJM | 345 | 115 | 362
314618 | 3VOA TAP | PJM | 345 | 115 | 362
314620 | 6CASHIE | PJM | 345 | 230 | 362
314622 | 3WHARTON | PJM | 345 | 115 | 362
314623 | 3WITAKRS | PJM | 345 | 115 | 362
314624 | 3WILSNDP | PJM | 345 | 115 | 362
314625 | 3AULANDR | PJM | 345 | 115 | 362
314626 | 3WOODLND | PJM | 345 | 115 | 362
314628 | 3DARLINGT DP | PJM | 345 | 115 | 362
314629 | 3MARTNCO | PJM | 345 | 115 | 362
314630 | 3REEVE_1 | PJM | 345 | 115 | 359
314631 | 3THOLE_1 | PJM | 345 | 115 | 359
314633 | 6POINTHB | PJM | 345 | 230 | 361
314635 | 3COLINGTP | PJM | 345 | 115 | 361
314637 | 6EDENTON | PJM | 345 | 230 | 361
314638 | 6ELIZ CT | PJM | 345 | 230 | 361
314639 | 6TANGLEW | PJM | 345 | 230 | 361
314643 | 3O INLET | PJM | 345 | 115 | 361
314644 | 6BRAMBLETO_1 | PJM | 345 | 230 | 352
314645 | 6SLIGO L269 | PJM | 345 | 230 | 361
314646 | 6LIBERTY_1 | PJM | 345 | 230 | 353
314647 | 6SHAWBRO | PJM | 345 | 230 | 361
314648 | 6SUNBURY | PJM | 345 | 230 | 361
314649 | 6SHELLHORN_1 | PJM | 345 | 230 | 352
314650 | 6SHELLHORN_2 | PJM | 345 | 230 | 352
314651 | 6WINFALL | PJM | 345 | 230 | 361 |  |  |  | 36.223 | -76.461
314652 | 3VA BC_1 | PJM | 345 | 115 | 359
314653 | 6CHRHL_1 | PJM | 345 | 230 | 359
314654 | 6FENTR_1 | PJM | 345 | 230 | 359
314655 | 6FENTR_2 | PJM | 345 | 230 | 359
314656 | 6GRENW_1 | PJM | 345 | 230 | 359
314657 | 6LANDS_1 | PJM | 345 | 230 | 359
314658 | 6LYNHA_1 | PJM | 345 | 230 | 359
314659 | 6REEVE_1 | PJM | 345 | 230 | 359
314660 | 6YADKI_1 | PJM | 345 | 230 | 359
314661 | 6FENTR_3 | PJM | 345 | 230 | 359
314662 | 6S HERTFORD | PJM | 345 | 230 | 361
314663 | 3REDH TP | PJM | 345 | 115 | 358
314664 | 3REDH DP | PJM | 345 | 115 | 358
314665 | 3CLRK TAP | PJM | 345 | 115 | 358
314669 | 3BARNS J | PJM | 345 | 115 | 358
314672 | 3BEECHWD | PJM | 345 | 115 | 362
314673 | 3PALMERSPRNG | PJM | 345 | 115 | 362
314674 | 3BOYDTON | PJM | 345 | 115 | 358
314675 | 3BRODNAX | PJM | 345 | 115 | 358
314677 | 6BUCKING | PJM | 345 | 230 | 358
314679 | 3CENTRAL | PJM | 345 | 115 | 358
314680 | 2CHATHAM | PJM | 345 | 69 | 358
314682 | 3BUGGS I | PJM | 345 | 115 | 358
314683 | 3CLRKVILLE | PJM | 345 | 115 | 358
314684 | 3MT LREL | PJM | 345 | 115 | 358
314688 | 3CRSTL HILL | PJM | 345 | 115 | 358
314689 | 3DOMINIO | PJM | 345 | 115 | 358
314693 | 3FRMAN D | PJM | 345 | 115 | 358
314694 | 3GRIT | PJM | 345 | 115 | 358
314695 | 3GARY DP | PJM | 345 | 115 | 358
314698 | 2TAYLORS MIL | PJM | 345 | 69 | 358
314699 | 3ISLND C | PJM | 345 | 115 | 358
314703 | 3KINDRTN | PJM | 345 | 115 | 358
314704 | 3LAWRENC | PJM | 345 | 115 | 358
314705 | 3HURT | PJM | 345 | 115 | 358
314706 | 3MARTIN TAP | PJM | 345 | 115 | 358
314707 | 3MORAN | PJM | 345 | 115 | 358
314708 | 3NORVIEW | PJM | 345 | 115 | 358
314710 | 3NUTBUSH | PJM | 345 | 115 | 358
314711 | 3OMEGA D | PJM | 345 | 115 | 358
314712 | 3OTTER R | PJM | 345 | 115 | 358
314713 | 3PAMPLIN | PJM | 345 | 115 | 358
314714 | 3PERTH | PJM | 345 | 115 | 358
314715 | 3MADSONV | PJM | 345 | 115 | 358
314717 | 3SINAI | PJM | 345 | 115 | 358
314718 | 3S BOSTN | PJM | 345 | 115 | 358
314719 | 3S CREEK | PJM | 345 | 115 | 358
314721 | 3SO HILL | PJM | 345 | 115 | 358
314722 | 3TWITTYS | PJM | 345 | 115 | 358
314723 | 3VICTRIA | PJM | 345 | 115 | 358
314724 | 3WELCO | PJM | 345 | 115 | 358
314725 | 3VICT DP | PJM | 345 | 115 | 358
314726 | 3WILLIS | PJM | 345 | 115 | 358
314727 | 2CLIMAX DP | PJM | 345 | 69 | 358
314728 | 2CLMX TP | PJM | 345 | 69 | 358
314729 | 2GLADYS | PJM | 345 | 69 | 358
314730 | 2STONE MIL | PJM | 345 | 69 | 358
314731 | 2GRETNA | PJM | 345 | 69 | 358
314733 | 2GRNA DP | PJM | 345 | 69 | 358
314734 | 6CASHSCORNER | PJM | 345 | 230 | 363
314735 | 2ALTAVISTADP | PJM | 345 | 69 | 358
314739 | 2MT A TP | PJM | 345 | 69 | 358
314741 | 6BARRCK1 | PJM | 345 | 230 | 363
314742 | 6BARRCK2 | PJM | 345 | 230 | 363
314743 | 3BRANDY | PJM | 345 | 115 | 363
314749 | 6CHARLVL | PJM | 345 | 230 | 363
314750 | 6DAYTON | PJM | 345 | 230 | 364
314751 | 6CROZET1 | PJM | 345 | 230 | 363
314752 | 6CROZET2 | PJM | 345 | 230 | 363
314753 | 3CULPEPR | PJM | 345 | 115 | 363
314754 | 3CUNNING | PJM | 345 | 115 | 363
314756 | 3DOUBLDY | PJM | 345 | 115 | 363
314759 | 6HOLLYMD | PJM | 345 | 230 | 363
314760 | 3LAKE WD | PJM | 345 | 115 | 363
314761 | 3PINE GLADE | PJM | 345 | 115 | 363
314762 | 3JAMES R | PJM | 345 | 115 | 363
314763 | 3KIDDSTO | PJM | 345 | 115 | 363
314764 | 3LOCST G | PJM | 345 | 115 | 363
314765 | 6MTEAGLE | PJM | 345 | 230 | 363
314766 | 6LOUISA | PJM | 345 | 230 | 363
314767 | 3MIDWAY | PJM | 345 | 115 | 363
314768 | 3MITCHEL | PJM | 345 | 115 | 363
314769 | 3ORANGE | PJM | 345 | 115 | 363
314770 | 3PAYTES | PJM | 345 | 115 | 363
314772 | 6PROFFIT | PJM | 345 | 230 | 363
314774 | 3SHERWOD | PJM | 345 | 115 | 363
314775 | 3NI RVER | PJM | 345 | 115 | 363
314776 | 3SOMRSET | PJM | 345 | 115 | 363
314778 | 3PAY TAP | PJM | 345 | 115 | 363
314779 | 3TDTAVRN | PJM | 345 | 115 | 363
314780 | 3WILDRNS | PJM | 345 | 115 | 363
314781 | 3BLACKBR | PJM | 345 | 115 | 358
314784 | 1WEYRHSB | PJM | 345 | 13.8 | 362
314785 | 2DANLTWN | PJM | 345 | 69 | 358
314786 | 2GASBURG | PJM | 345 | 69 | 358
314788 | 3JONESTO | PJM | 345 | 115 | 358
314790 | 3BARTERB | PJM | 345 | 115 | 364
314791 | 3BRND DP | PJM | 345 | 115 | 364
314798 | 3MERCK5 | PJM | 345 | 115 | 364
314801 | 3FISHERV | PJM | 345 | 115 | 364
314805 | 6E MARKET ST | PJM | 345 | 230 | 364
314807 | 3MT JACK | PJM | 345 | 115 | 364
314808 | 3NO RVER | PJM | 345 | 115 | 364
314811 | 3ST D DP | PJM | 345 | 115 | 364
314813 | 3STUARTS | PJM | 345 | 115 | 364
314814 | 3TIMBERV | PJM | 345 | 115 | 364
314815 | 3OAK GRE | PJM | 345 | 115 | 363
314816 | 3TRIMBLS | PJM | 345 | 115 | 364
314818 | 3VERONA | PJM | 345 | 115 | 364
314819 | 3WAYNSBO | PJM | 345 | 115 | 364
314821 | 6W STNTN | PJM | 345 | 230 | 364
314822 | 3WEYERS | PJM | 345 | 115 | 364
314823 | 3SUFFO_1 | PJM | 345 | 115 | 360
314824 | 3UNCAM_1 | PJM | 345 | 115 | 360
314826 | 3WATKI_1 | PJM | 345 | 115 | 360
314827 | 3WATKI_2 | PJM | 345 | 115 | 360
314828 | 6CHCKT_1 | PJM | 345 | 230 | 360
314829 | 3COLNGTN2_1 | PJM | 345 | 115 | 361
314830 | 3COLNG_1 | PJM | 345 | 115 | 361
314831 | 3MACKE_1 | PJM | 345 | 115 | 361
314832 | 6SKIFF_1 | PJM | 345 | 230 | 356
314833 | 6SHAWB_1 | PJM | 345 | 230 | 361
314834 | 3BTLEB_1 | PJM | 345 | 115 | 362
314835 | 3CAROL_1 | PJM | 345 | 115 | 362
314836 | 3BALCFLS | PJM | 345 | 115 | 365
314837 | 3BUENA V | PJM | 345 | 115 | 365
314838 | 3BUSTLEB | PJM | 345 | 115 | 365
314839 | 3BUST TAP | PJM | 345 | 115 | 365
314842 | 4COVNGT2 | PJM | 345 | 138 | 365
314843 | 4COVNGT1 | PJM | 345 | 138 | 365
314844 | 3CRAIGSV | PJM | 345 | 115 | 365
314845 | 3EFFINGR | PJM | 345 | 115 | 365
314846 | 3FAIRFLD | PJM | 345 | 115 | 365
314847 | 4FUDGE H | PJM | 345 | 138 | 365
314848 | 3GLASGOW | PJM | 345 | 115 | 365
314849 | 3GOSHEN | PJM | 345 | 115 | 365
314850 | 3CLUBHSE71_1 | PJM | 345 | 115 | 362
314851 | 3JAMES L | PJM | 345 | 115 | 365
314852 | 3JMS L T | PJM | 345 | 115 | 365
314858 | 3ROCKB T | PJM | 345 | 115 | 365
314859 | 4WSTVACO | PJM | 345 | 138 | 365
314860 | 4E MILL | PJM | 345 | 138 | 365
314862 | 3EARLE_1 | PJM | 345 | 115 | 362
314863 | 3EMPOR_1 | PJM | 345 | 115 | 362
314864 | 3EVERE_1 | PJM | 345 | 115 | 362
314865 | 3TARBO_1 | PJM | 345 | 115 | 362
314866 | 3TUNIS_1 | PJM | 345 | 115 | 362
314867 | 3WHART_1 | PJM | 345 | 115 | 362
314868 | 3BREMO_1 | PJM | 345 | 115 | 363
314870 | 6ENGPRVG | PJM | 345 | 230 | 351
314872 | 2BRUNSWICKDP | PJM | 345 | 69 | 358
314873 | 3CULPE_1 | PJM | 345 | 115 | 363
314875 | 3GORDN_1 | PJM | 345 | 115 | 363
314876 | 3WHART_2 | PJM | 345 | 115 | 362
314877 | 3OAK G_1 | PJM | 345 | 115 | 363
314883 | 3SHERW_1 | PJM | 345 | 115 | 363
314884 | 3SOMRS_1 | PJM | 345 | 115 | 363
314885 | 3WAYNS_1 | PJM | 345 | 115 | 364
314886 | 3EDINB_1 | PJM | 345 | 115 | 364
314887 | 3ENDLC_1 | PJM | 345 | 115 | 364
314888 | 3HARSN_1 | PJM | 345 | 115 | 364
314889 | 3MERCK_1 | PJM | 345 | 115 | 364
314890 | 3STAUN_1 | PJM | 345 | 115 | 364
314892 | 3STUAR_1 | PJM | 345 | 115 | 364
314893 | 6DOOMS_1 | PJM | 345 | 230 | 364
314894 | 4LOWMO_1 | PJM | 345 | 138 | 365
314895 | 8MT ST_1 | PJM | 345 | 500 | 366
314896 | 8LOUDO_1 | PJM | 345 | 500 | 366
314897 | 8MORRS_1 | PJM | 345 | 500 | 366
314898 | 8MT ST_3 | PJM | 345 | 500 | 366
314899 | 8MT ST_2 | PJM | 345 | 500 | 366
314915 | 8CLOVER_STC | PJM | 345 | 500 | 366
314920 | 8RAWLIN_STC1 | PJM | 345 | 500 | 366
314921 | 8RAWLIN_STC2 | PJM | 345 | 500 | 366
314923 | 8SEPTA | PJM | 345 | 500 | 366 |  |  |  | 37.0147 | -76.7387
314929 | 8FRONT ROYAL | PJM | 345 | 500 | 366 |  |  |  | 38.9685 | -78.1775
314935 | 8HERITAGE | PJM | 345 | 500 | 366 |  |  |  | 36.7633 | -77.7096
314936 | 8RAWLINGS | PJM | 345 | 500 | 366 |  |  |  | 36.9371 | -77.7605
314939 | 8GOOSE CREEK | PJM | 345 | 500 | 366 |  |  |  | 39.0755 | -77.5315
314940 | 8ROGERS RD | PJM | 345 | 500 | 366 |  |  |  | 36.8979 | -76.8978
315293 | 1DOMTR9 | PJM | 345 | 13.8 | 362
315294 | 1DOMTR10 | PJM | 345 | 13.8 | 362
315603 | 6AA1-139SOLA | PJM | 345 | 230 | 361
315605 | 6W1-029WIND | PJM | 345 | 230 | 361
315606 | 3AA2-053SOLA | PJM | 345 | 115 | 362
315607 | 3AA1-063SOLA | PJM | 345 | 115 | 362
315608 | 3AA2-088SOLA | PJM | 345 | 115 | 362
315611 | 6Z1-036WIND | PJM | 345 | 230 | 361
315612 | 3AA2-057SOLA | PJM | 345 | 115 | 362
315619 | 3AB2-169SOLA | PJM | 345 | 115 | 362
316011 | AB1-132 C OP | PJM | 345 | 230 | 362
316034 | AC1-036 C | PJM | 345 | 115 | 358
316035 | AC1-116 C | PJM | 345 | 230 | 363
316036 | AC1-147 C | PJM | 345 | 115 | 359
316050 | AC2-070 C | PJM | 345 | 230 | 355
316051 | AC2-071 | PJM | 345 | 230 | 358
316052 | AC2-072 | PJM | 345 | 230 | 353
316054 | AC2-074 | PJM | 345 | 115 | 364
316057 | AC2-196 C | PJM | 345 | 230 | 359
316059 | AD1-063 C | PJM | 345 | 230 | 354
316072 | AD1-144 | PJM | 345 | 230 | 360
316074 | AD1-157 | PJM | 345 | 115 | 358
316075 | AC2-137 C | PJM | 345 | 230 | 355
316077 | AC2-138 C | PJM | 345 | 115 | 354
316079 | AB2-161 TAP | PJM | 345 | 115 | 360
316110 | 3FROG LICK | PJM | 345 | 115 | 357
316131 | 3AB2-060SOLA | PJM | 345 | 115 | 358
316132 | AB2-190 C | PJM | 345 | 230 | 357
316140 | AB2-099 | PJM | 345 | 115 | 362
316148 | AD1-046 GEN | PJM | 345 | 230 | 354
316150 | AD2-215 GEN | PJM | 345 | 230 | 360
316152 | AE1-098 GEN | PJM | 345 | 115 | 364
316154 | AE1-099 GEN | PJM | 345 | 115 | 364
316158 | AD2-164 | PJM | 345 | 230 | 356
316159 | AE1-175 C | PJM | 345 | 230 | 356
316160 | AE1-175 E | PJM | 345 | 230 | 356
316190 | AA2-174 C OP | PJM | 345 | 115 | 362
316191 | AB2-050 | PJM | 345 | 230 | 355
316192 | AB2-158 GEN | PJM | 345 | 230 | 363
316198 | AC1-063 | PJM | 345 | 115 | 354
316203 | AC1-080 C3 | PJM | 345 | 34.5 | 358
316206 | AC1-098 TAP | PJM | 345 | 115 | 1
316213 | AC1-134 | PJM | 345 | 230 | 355
316228 | AC2-133 1 | PJM | 345 | 21 | 366
316229 | AC2-133 2 | PJM | 345 | 21 | 366
316230 | AC2-133 3 | PJM | 345 | 21 | 366
316231 | AC2-133 4 | PJM | 345 | 19 | 366
316232 | AD1-084 | PJM | 345 | 115 | 365
316233 | AE1-074 FULL | PJM | 345 | 230 | 357
316234 | AE1-124 FULL | PJM | 345 | 230 | 354
316235 | AE2-304 FULL | PJM | 345 | 230 | 361
316236 | AE1-162_GEN | PJM | 345 | 230 | 360
316237 | AB2-079_GEN | PJM | 345 | 115 | 358
316238 | AB2-078_GEN | PJM | 345 | 115 | 358
316239 | AB2-077_GEN | PJM | 345 | 115 | 358
341002 | 2AIRPORT RD | PJM | 320 | 69 | 1315
341005 | 2ALBANY | PJM | 320 | 69 | 1315
341008 | 2ALCAN | PJM | 320 | 69 | 1315
341014 | 2ANNVILLE | PJM | 320 | 69 | 1315
341017 | 2ANNVILLE T | PJM | 320 | 69 | 1315
341029 | 2ASAHI M W | PJM | 320 | 69 | 1315
341032 | 2ASAHI M W T | PJM | 320 | 69 | 1315
341035 | 2BACON CRK | PJM | 320 | 69 | 1315
341038 | 2BACON CRK T | PJM | 320 | 69 | 1315
341044 | 2BALLARD | PJM | 320 | 69 | 1315
341047 | 2BALLTOWN | PJM | 320 | 69 | 1315
341053 | 2BARD SHOP | PJM | 320 | 69 | 1315
341056 | 2BARD SHOP T | PJM | 320 | 69 | 1315
341062 | 2BASS | PJM | 320 | 69 | 1315
341065 | 2BEAM | PJM | 320 | 69 | 1315
341068 | 2BEAM T | PJM | 320 | 69 | 1315
341080 | 2BECKTON | PJM | 320 | 69 | 1315
341089 | 2BEKAERT | PJM | 320 | 69 | 1315 |  |  |  | 38.2307 | -85.2942
341092 | 2BELLVIEW | PJM | 320 | 69 | 1315
341095 | 2BELLVIEW T | PJM | 320 | 69 | 1315
341104 | 2BIG BONE | PJM | 320 | 69 | 1315
341107 | 2BIG BONE T | PJM | 320 | 69 | 1315
341110 | 2BIG CREEK | PJM | 320 | 69 | 1315
341113 | 2BIG CREEK T | PJM | 320 | 69 | 1315
341116 | 2BIG WOODS | PJM | 320 | 69 | 1315
341119 | 2BIG WOODS J | PJM | 320 | 69 | 1315
341122 | 2BILL WELL T | PJM | 320 | 69 | 1315
341125 | 2BILL WELLS | PJM | 320 | 69 | 1315
341134 | 2BLEVINS VAL | PJM | 320 | 69 | 1315
341137 | 2BLOOMFLD | PJM | 320 | 69 | 1315
341149 | 2BON AYR | PJM | 320 | 69 | 1315
341152 | 2BONANZA | PJM | 320 | 69 | 1315
341155 | 2BONANZA T | PJM | 320 | 69 | 1315
341170 | 2BOONEVIL | PJM | 320 | 69 | 1315
341173 | 2BOONEVIL T | PJM | 320 | 69 | 1315
341176 | 2BOSTON J | PJM | 320 | 69 | 1315
341179 | 2BOSTONKU | PJM | 320 | 69 | 1315
341185 | 2BOWEN | PJM | 320 | 69 | 1315
341188 | 2BRACKEN CO | PJM | 320 | 69 | 1315 |  |  |  | 38.699 | -84.1729
341194 | 2BRISTOW | PJM | 320 | 69 | 1315
341200 | 2BROMLEYEK | PJM | 320 | 69 | 1315
341203 | 2BRONSTON | PJM | 320 | 69 | 1315
341206 | 2BRONSTON T | PJM | 320 | 69 | 1315
341209 | 2BROUGTWN T | PJM | 320 | 69 | 1315
341210 | 2BROUGHT TWN | PJM | 320 | 69 | 1315
341212 | 2BUDD | PJM | 320 | 69 | 1315
341218 | 2BULLITTSVIL | PJM | 320 | 69 | 1315
341224 | 2BURLINGTN | PJM | 320 | 69 | 1315
341227 | 2BURLINGTN T | PJM | 320 | 69 | 1315
341233 | 2CABIN HOLLW | PJM | 320 | 69 | 1315
341248 | 2CAMPTON | PJM | 320 | 69 | 1315
341251 | 2CANE RIDG | PJM | 320 | 69 | 1315
341254 | 2CANE RIDG T | PJM | 320 | 69 | 1315
341260 | 2CARSON | PJM | 320 | 69 | 1315
341263 | 2CARTER CTY | PJM | 320 | 69 | 1315
341272 | 2CAVE CITY | PJM | 320 | 69 | 1315
341275 | 2CAVE CITY J | PJM | 320 | 69 | 1315
341281 | 2CEDAR GR | PJM | 320 | 69 | 1315
341293 | 2CHAPLIN | PJM | 320 | 69 | 1315
341296 | 2CHAPLIN T | PJM | 320 | 69 | 1315
341299 | 2CHARTERS | PJM | 320 | 69 | 1315
341302 | 2CLAY CITY | PJM | 320 | 69 | 1315
341305 | 2CLAY CITY T | PJM | 320 | 69 | 1315
341308 | 2CLAY LCK | PJM | 320 | 69 | 1315
341311 | 2CLAY LCK J | PJM | 320 | 69 | 1315
341314 | 2CLAY LCK SW | PJM | 320 | 69 | 1315
341317 | 2CLAY VILLAG | PJM | 320 | 69 | 1315 |  |  |  | 38.222 | -85.7295
341320 | 2COBURG | PJM | 320 | 69 | 1315
341323 | 2COBURG J | PJM | 320 | 69 | 1315
341326 | 2COLEMANSVIL | PJM | 320 | 69 | 1315
341329 | 2COLESBURG | PJM | 320 | 69 | 1315
341332 | 2COLESBURG J | PJM | 320 | 69 | 1315
341338 | 2CONWAY | PJM | 320 | 69 | 1315
341341 | 2CONWAY T | PJM | 320 | 69 | 1315
341342 | 2CONTOWN T | PJM | 320 | 69 | 1315
341343 | 2CONTOWN | PJM | 320 | 69 | 1315
341350 | 2CRESTON | PJM | 320 | 69 | 1315
341353 | 2CROCKETT | PJM | 320 | 69 | 1315
341356 | 2CROCKETT T | PJM | 320 | 69 | 1315
341359 | 2CROOKSVIL | PJM | 320 | 69 | 1315
341362 | 2CROOKSVIL T | PJM | 320 | 69 | 1315
341366 | 2COLUMB KU | PJM | 320 | 69 | 1316
341377 | 2CYNTHIA TIE | PJM | 320 | 69 | 1315
341383 | 2DAVIS | PJM | 320 | 69 | 1315
341386 | 2DEATSVIL | PJM | 320 | 69 | 1315
341389 | 2DEATSVILL T | PJM | 320 | 69 | 1315
341390 | 2DEFOE TAP | PJM | 320 | 69 | 1315
341391 | 2DEFOE | PJM | 320 | 69 | 1315
341394 | 2PATRIOT PW | PJM | 320 | 69 | 1315
341398 | 2DOWNING | PJM | 320 | 69 | 1315
341400 | 2DRAVO | PJM | 320 | 69 | 1315
341404 | 2DURO T | PJM | 320 | 69 | 1315
341405 | 2DUNCANNO LN | PJM | 320 | 69 | 1315
341406 | 2DUNCAN LN T | PJM | 320 | 69 | 1315 |  |  |  | 37.696 | -84.2659
341407 | 2E BARDSTOWN | PJM | 320 | 69 | 1315 |  |  |  | 37.811 | -85.4809
341410 | 2E BERNSTADT | PJM | 320 | 69 | 1315
341416 | 2E PINE KNOT | PJM | 320 | 69 | 1315
341419 | 2E SOMERSE T | PJM | 320 | 69 | 1315
341422 | 2E SOMERSET | PJM | 320 | 69 | 1315
341425 | 2EBERLE | PJM | 320 | 69 | 1315
341428 | 2EBERLE T | PJM | 320 | 69 | 1315
341431 | 2EDM-JBGAL J | PJM | 320 | 69 | 1315
341437 | 2EDMON IND P | PJM | 320 | 69 | 1315
341439 | 2ELK MT IP | PJM | 320 | 69 | 1315
341443 | 2ELLIO CO PT | PJM | 320 | 69 | 1315
341446 | 2ELLIOT CO P | PJM | 320 | 69 | 1315
341449 | 2ELLIOTTVILL | PJM | 320 | 69 | 1315
341470 | 2FLOYD EK | PJM | 320 | 69 | 1315
341479 | 2S BOUND RD | PJM | 320 | 69 | 1315
341485 | 2FOUR OAKS | PJM | 320 | 69 | 1315
341488 | 2FOUR OAKS T | PJM | 320 | 69 | 1315
341494 | 2FREDRIKBG T | PJM | 320 | 69 | 1315
341497 | 2FREDRIKBRG | PJM | 320 | 69 | 1315
341500 | 2FRENCHBURG | PJM | 320 | 69 | 1315
341503 | 2GAP OF RG T | PJM | 320 | 69 | 1315
341506 | 2GAP OF RIDG | PJM | 320 | 69 | 1315
341515 | 2GARRARD CO | PJM | 320 | 69 | 1315 |  |  |  | 37.6181 | -84.5695
341530 | 2GLASGO-CLEV | PJM | 320 | 69 | 1315
341533 | 2GLENDALE | PJM | 320 | 69 | 1315
341539 | 2GOLDBUG | PJM | 320 | 69 | 1315 |  |  |  | 36.7851 | -84.1653
341542 | 2GOODNIGHT | PJM | 320 | 69 | 1315
341545 | 2GOOSEROCK | PJM | 320 | 69 | 1315
341548 | 2GORIN PRK J | PJM | 320 | 69 | 1315
341550 | 2FALMOUTH KU | PJM | 320 | 69 | 1316
341551 | 2GRANTS LICK | PJM | 320 | 69 | 1315
341554 | 2GRAYSON J | PJM | 320 | 69 | 1315
341575 | 2GREENSBURG | PJM | 320 | 69 | 1315
341578 | 2GREGORY R T | PJM | 320 | 69 | 1315
341581 | 2GREGORY RD | PJM | 320 | 69 | 1315
341584 | 2GRIFFIN | PJM | 320 | 69 | 1315
341587 | 2GRIFFIN J | PJM | 320 | 69 | 1315
341590 | 2HARDWCRK | PJM | 320 | 69 | 1315
341593 | 2HARDWCRK T | PJM | 320 | 69 | 1315
341596 | 2HARGETT | PJM | 320 | 69 | 1315
341599 | 2HARGETT T | PJM | 320 | 69 | 1315
341602 | 2HEADQTRS | PJM | 320 | 69 | 1315
341611 | 2HICKORY PL | PJM | 320 | 69 | 1315
341614 | 2HIGH ROCK | PJM | 320 | 69 | 1315
341617 | 2HIGHLAND EK | PJM | 320 | 69 | 1315
341620 | 2HILDA | PJM | 320 | 69 | 1315
341623 | 2HILLSBORO | PJM | 320 | 69 | 1315
341632 | 2HODGENVILLE | PJM | 320 | 69 | 1315 |  |  |  | 37.5806 | -85.7148
341635 | 2HOLLOWAY | PJM | 320 | 69 | 1315
341638 | 2HOLLOWAY J | PJM | 320 | 69 | 1315
341641 | 2HOMESTEAD S | PJM | 320 | 69 | 1315
341644 | 2HOPE | PJM | 320 | 69 | 1315
341647 | 2HORSE CV KU | PJM | 320 | 69 | 1316
341653 | 2HOT MIX R T | PJM | 320 | 69 | 1315
341656 | 2HOT MIX RD | PJM | 320 | 69 | 1315
341659 | 2HT ADAMS | PJM | 320 | 69 | 1315
341662 | 2HT ADAMS T | PJM | 320 | 69 | 1315
341671 | 2HUNT FARM J | PJM | 320 | 69 | 1315
341677 | 2INDEX | PJM | 320 | 69 | 1315
341683 | 2JEFFERSNVIL | PJM | 320 | 69 | 1315
341686 | 2JELLICO C T | PJM | 320 | 69 | 1315
341689 | 2JELLICO CRK | PJM | 320 | 69 | 1315
341692 | 2JENNY WIL T | PJM | 320 | 69 | 1315
341695 | 2JENNY WILEY | PJM | 320 | 69 | 1315
341701 | 2JK SMITH | PJM | 320 | 69 | 1315
341713 | 2KARGLE | PJM | 320 | 69 | 1315 |  |  |  | 37.673 | -85.9257
341725 | 2KEITH | PJM | 320 | 69 | 1315
341728 | 2KNOB LICK | PJM | 320 | 69 | 1315
341731 | 2LANCASTER | PJM | 320 | 69 | 1315
341732 | 2LANCASTER T | PJM | 320 | 69 | 1315
341734 | 2LAUR C IP T | PJM | 320 | 69 | 1315
341737 | 2LAUR CO IP | PJM | 320 | 69 | 1315
341746 | 2LEBANON J | PJM | 320 | 69 | 1315
341749 | 2LEES LICK | PJM | 320 | 69 | 1315
341758 | 2LIBERT CHUR | PJM | 320 | 69 | 1315
341776 | 2LORETTO | PJM | 320 | 69 | 1315
341779 | 2LOW GAP | PJM | 320 | 69 | 1315
341782 | 2LOW GAP T | PJM | 320 | 69 | 1315
341797 | 2MAGGARD | PJM | 320 | 69 | 1315
341800 | 2MAGNOLIA | PJM | 320 | 69 | 1315
341803 | 2MAGOFFIN CO | PJM | 320 | 69 | 1315
341809 | 2MAPLESVIL T | PJM | 320 | 69 | 1315
341812 | 2MAPLESVILLE | PJM | 320 | 69 | 1315
341815 | 2MARETBURG | PJM | 320 | 69 | 1315
341818 | 2MARETBURG T | PJM | 320 | 69 | 1315
341821 | 2MARIBA | PJM | 320 | 69 | 1315
341824 | 2MARIBA T | PJM | 320 | 69 | 1315
341827 | 2MARTIN CO | PJM | 320 | 69 | 1315
341830 | 2MAYTOWN | PJM | 320 | 69 | 1315
341833 | 2MAYTOWN T | PJM | 320 | 69 | 1315
341836 | 2MAZIE | PJM | 320 | 69 | 1315
341839 | 2MBUSA | PJM | 320 | 69 | 1315
341848 | 2MCKEE | PJM | 320 | 69 | 1315
341851 | 2MCKINNEY | PJM | 320 | 69 | 1315
341854 | 2MCKINNY T | PJM | 320 | 69 | 1315
341857 | 2MERCR IND | PJM | 320 | 69 | 1315
341860 | 2MIDDL CRK T | PJM | 320 | 69 | 1315
341863 | 2MIDDLE CRK | PJM | 320 | 69 | 1315
341869 | 2MILL HUNT T | PJM | 320 | 69 | 1315
341872 | 2MILLB-CRL J | PJM | 320 | 69 | 1315
341875 | 2MILLER HUNT | PJM | 320 | 69 | 1315
341878 | 2MILLERSB EK | PJM | 320 | 69 | 1315
341887 | 2MONTICELLO | PJM | 320 | 69 | 1315
341893 | 2MT OLIVE | PJM | 320 | 69 | 1315
341896 | 2MT OLIVE J | PJM | 320 | 69 | 1315
341899 | 2MT STERLING | PJM | 320 | 69 | 1315
341908 | 2MUNFVIL EK | PJM | 320 | 69 | 1315
341911 | 2MUNFVIL KU | PJM | 320 | 69 | 1316
341914 | 2MUNFVILKU T | PJM | 320 | 69 | 1315
341917 | 2MUNK | PJM | 320 | 69 | 1315
341920 | 2MUNK J | PJM | 320 | 69 | 1315
341923 | 2MURPHYSVIL | PJM | 320 | 69 | 1315 |  |  |  | 38.5672 | -83.8626
341935 | 2N SPRINGFLD | PJM | 320 | 69 | 1315 |  |  |  | 37.7496 | -85.1755
341938 | 2NANCY | PJM | 320 | 69 | 1315
341941 | 2NELSN VAL T | PJM | 320 | 69 | 1315
341947 | 2NELSON VAL | PJM | 320 | 69 | 1315
341950 | 2NEW CASTLE | PJM | 320 | 69 | 1315
341953 | 2NEW FOUNDL | PJM | 320 | 69 | 1315
341965 | 2NICHOLASVIL | PJM | 320 | 69 | 1315
341971 | 2NORWOOD | PJM | 320 | 69 | 1315
341974 | 2NORWOOD T | PJM | 320 | 69 | 1315
341977 | 2OAK HILL | PJM | 320 | 69 | 1315
341983 | 2OAK HILL T | PJM | 320 | 69 | 1315
341986 | 2OAK RIDGE | PJM | 320 | 69 | 1315
341989 | 2OAK RIDGE T | PJM | 320 | 69 | 1315
341992 | 2OAKDALE | PJM | 320 | 69 | 1315
341998 | 2OAKLEY NOEL | PJM | 320 | 69 | 1315
342001 | 2ONEIDA | PJM | 320 | 69 | 1315
342010 | 2OWEN CO J1 | PJM | 320 | 69 | 1315
342013 | 2OWEN CO J2 | PJM | 320 | 69 | 1315
342016 | 2OWENS IL | PJM | 320 | 69 | 1315
342019 | 2OWENS IL J | PJM | 320 | 69 | 1315
342022 | 2OWINGSVIL T | PJM | 320 | 69 | 1315
342025 | 2OWINGVIL KU | PJM | 320 | 69 | 1316
342031 | 2PACTOLUS | PJM | 320 | 69 | 1315
342034 | 2PACTOLUS T | PJM | 320 | 69 | 1315
342049 | 2PATTON RD J | PJM | 320 | 69 | 1315
342052 | 2PEASTICKS | PJM | 320 | 69 | 1315
342055 | 2PELFREY | PJM | 320 | 69 | 1315
342058 | 2PENN | PJM | 320 | 69 | 1315 |  |  |  | 38.3999 | -84.6504
342061 | 2PERRYVILLE | PJM | 320 | 69 | 1315
342064 | 2PEYTONS ST | PJM | 320 | 69 | 1315
342067 | 2PHIL | PJM | 320 | 69 | 1315
342070 | 2PINE GROVE | PJM | 320 | 69 | 1315
342073 | 2PINE GRV T | PJM | 320 | 69 | 1315
342076 | 2PINE KNOT | PJM | 320 | 69 | 1315
342082 | 2PLEAS GRV | PJM | 320 | 69 | 1315
342085 | 2PLUMMR L | PJM | 320 | 69 | 1315
342088 | 2PLUMMR L T | PJM | 320 | 69 | 1315
342097 | 2POWEL TAYL | PJM | 320 | 69 | 1315
342109 | 2PRESTON | PJM | 320 | 69 | 1315
342118 | 2RADCLIFF | PJM | 320 | 69 | 1315
342121 | 2T BROWN L T | PJM | 320 | 69 | 1315
342124 | 2RECTORVILLE | PJM | 320 | 69 | 1315
342127 | 2REDBUSH | PJM | 320 | 69 | 1315
342130 | 2REID VILLAG | PJM | 320 | 69 | 1315
342136 | 2REVELO KU | PJM | 320 | 69 | 1316
342139 | 2REVELO KU T | PJM | 320 | 69 | 1315
342145 | 2RICHARDSON | PJM | 320 | 69 | 1315
342151 | 2RINEYVILLE | PJM | 320 | 69 | 1315
342154 | 2ROANOKE | PJM | 320 | 69 | 1315
342155 | 2ROANOKE T | PJM | 320 | 69 | 1315
342157 | 2ROGERSVIL J | PJM | 320 | 69 | 1315 |  |  |  | 37.8194 | -85.9305
342160 | 2ROSEVILLE | PJM | 320 | 69 | 1315
342166 | 2RUSS SPEK T | PJM | 320 | 69 | 1315
342172 | 2RUSS SPR EK | PJM | 320 | 69 | 1315
342181 | 2S ALBANY | PJM | 320 | 69 | 1315
342186 | 2S BARDSTWN | PJM | 320 | 69 | 1315
342187 | 2S CORBIN | PJM | 320 | 69 | 1315
342193 | 2S FLOYD | PJM | 320 | 69 | 1315
342196 | 2S FORK | PJM | 320 | 69 | 1315
342199 | 2S JESSAM J | PJM | 320 | 69 | 1315
342202 | 2S JESSAMINE | PJM | 320 | 69 | 1315
342208 | 2S SPRINGF T | PJM | 320 | 69 | 1315
342211 | 2S SPRINGFLD | PJM | 320 | 69 | 1315
342214 | 2SALEM EK | PJM | 320 | 69 | 1315
342217 | 2SALEM EK T | PJM | 320 | 69 | 1315
342220 | 2SAND GAP | PJM | 320 | 69 | 1315
342223 | 2SAND GAP T | PJM | 320 | 69 | 1315
342229 | 2SANDY HOOK | PJM | 320 | 69 | 1315
342232 | 2SEWELLTON | PJM | 320 | 69 | 1315 |  |  |  | 36.9274 | -85.1192
342235 | 2SEWELTN J | PJM | 320 | 69 | 1315
342238 | 2SEYMOUR | PJM | 320 | 69 | 1315
342241 | 2SEYMOUR T | PJM | 320 | 69 | 1315
342250 | 2SHEPHEVIL | PJM | 320 | 69 | 1315
342253 | 2SHEPHEVIL J | PJM | 320 | 69 | 1315
342256 | 2SHOPVILLE | PJM | 320 | 69 | 1315
342259 | 2SIDEVIEW | PJM | 320 | 69 | 1315
342262 | 2SINAI | PJM | 320 | 69 | 1315
342268 | 2SLAT | PJM | 320 | 69 | 1315
342271 | 2SMITHRSVIL | PJM | 320 | 69 | 1315
342274 | 2SMITHRVIL T | PJM | 320 | 69 | 1315
342277 | 2SNOW | PJM | 320 | 69 | 1315
342280 | 2SNOW HILL | PJM | 320 | 69 | 1315
342283 | 2SNOW T | PJM | 320 | 69 | 1315
342295 | 2STANLY P J1 | PJM | 320 | 69 | 1315
342301 | 2STANTON | PJM | 320 | 69 | 1315
342307 | 2STEPHENSBRG | PJM | 320 | 69 | 1315 |  |  |  | 37.6006 | -86.027
342316 | 2SULPHUR CRK | PJM | 320 | 69 | 1315
342319 | 2SUMM SHAD J | PJM | 320 | 69 | 1315
342325 | 2SUMMERSVIL | PJM | 320 | 69 | 1315
342328 | 2T BROWN LOG | PJM | 320 | 69 | 1315
342337 | 2THARP | PJM | 320 | 69 | 1315
342340 | 2THARP T | PJM | 320 | 69 | 1315 |  |  |  | 37.6945 | -85.9004
342343 | 2THELMA | PJM | 320 | 69 | 1315
342346 | 2THREE LINKS | PJM | 320 | 69 | 1315
342349 | 2THREE LNK J | PJM | 320 | 69 | 1315
342358 | 2TODDVILLE | PJM | 320 | 69 | 1315
342361 | 2TODDVILLE T | PJM | 320 | 69 | 1315
342370 | 2TRAPP | PJM | 320 | 69 | 1315
342379 | 2TUNNEL H T | PJM | 320 | 69 | 1315
342382 | 2TUNNEL HILL | PJM | 320 | 69 | 1315
342385 | 2TURKEY FT | PJM | 320 | 69 | 1315
342388 | 2TURKEY FT J | PJM | 320 | 69 | 1315
342394 | 2UPCHURCH | PJM | 320 | 69 | 1315
342397 | 2UPCHURCH T | PJM | 320 | 69 | 1315
342400 | 2UPTON | PJM | 320 | 69 | 1315
342403 | 2UPTON T | PJM | 320 | 69 | 1315
342406 | 2VAN ARSDELL | PJM | 320 | 69 | 1315
342410 | 2VEECHDALE | PJM | 320 | 69 | 1315
342412 | 2VERTREES | PJM | 320 | 69 | 1315
342415 | 2VINE GROV J | PJM | 320 | 69 | 1315
342418 | 2VINE GROVE | PJM | 320 | 69 | 1315
342421 | 2VOLGA | PJM | 320 | 69 | 1315
342424 | 2W BARDST J | PJM | 320 | 69 | 1315
342427 | 2W BARDSTWN | PJM | 320 | 69 | 1315
342433 | 2W BEREA J | PJM | 320 | 69 | 1315
342436 | 2W COLUMBI T | PJM | 320 | 69 | 1315
342439 | 2W COLUMBIA | PJM | 320 | 69 | 1315
342442 | 2W GLASGOW | PJM | 320 | 69 | 1315
342445 | 2W GLASGOW T | PJM | 320 | 69 | 1315
342451 | 2W LONDON | PJM | 320 | 69 | 1315
342454 | 2W M SMITH | PJM | 320 | 69 | 1315
342460 | 2W NICHVIL | PJM | 320 | 69 | 1315
342463 | 2W NICHVIL T | PJM | 320 | 69 | 1315
342466 | 2W R SMOOT | PJM | 320 | 69 | 1315
342469 | 2W SOMERSET | PJM | 320 | 69 | 1315
342472 | 2WALNUT GROV | PJM | 320 | 69 | 1315
342481 | 2WEBB CR R T | PJM | 320 | 69 | 1315
342484 | 2WEBB CR RDS | PJM | 320 | 69 | 1315
342496 | 2WIBORG | PJM | 320 | 69 | 1315
342499 | 2WIBORG T | PJM | 320 | 69 | 1315
342502 | 2WILLIAMSTWN | PJM | 320 | 69 | 1315
342505 | 2WINDSOR | PJM | 320 | 69 | 1315
342508 | 2WOODLAWN | PJM | 320 | 69 | 1315
342511 | 2WOODSTOCK | PJM | 320 | 69 | 1315
342514 | 2WOOSLEY | PJM | 320 | 69 | 1315
342520 | 2ZACHARIAH | PJM | 320 | 69 | 1315
342523 | 2ZOLLICOF | PJM | 320 | 69 | 1315
342526 | 2ZOLLICOF T | PJM | 320 | 69 | 1315
342529 | 2ZULA | PJM | 320 | 69 | 1315
342544 | 4AVON-R | PJM | 320 | 138 | 1315 |  |  |  | 38.0301 | -84.3208
342550 | 4BAVARIAN LF | PJM | 320 | 138 | 1315
342571 | 4CRANSTON | PJM | 320 | 138 | 1315
342583 | 4FLEMINGSBRG | PJM | 320 | 138 | 1315
342598 | 4INLAND C T | PJM | 320 | 138 | 1315
342601 | 4JACKSNVIL | PJM | 320 | 138 | 1315
342604 | 4JACKSNVIL T | PJM | 320 | 138 | 1315
342631 | 4PARIS T | PJM | 320 | 138 | 1315 |  |  |  | 38.2288 | -84.3238
342661 | 4SPUR-KENT-R | PJM | 320 | 138 | 1315 |  |  |  | 39.06 | -83.6829
342670 | 4STERLING | PJM | 320 | 138 | 1315
342673 | 4STERLNG T | PJM | 320 | 138 | 1315
342676 | 4THREE FK T | PJM | 320 | 138 | 1315
342679 | 4THREE FORKS | PJM | 320 | 138 | 1315
342709 | 5CEDAR G IP1 | PJM | 320 | 161 | 1315
342721 | 5DARWIN TH | PJM | 320 | 161 | 1315
342724 | 5DARWIN TH T | PJM | 320 | 161 | 1315
342736 | 5GREEN HAL T | PJM | 320 | 161 | 1315 |  |  |  | 37.4192 | -83.8384
342739 | 5GREEN HALL | PJM | 320 | 161 | 1315
342748 | 5JAMESTOWN | PJM | 320 | 161 | 1315
342751 | 5JAMESTOWN T | PJM | 320 | 161 | 1315
342763 | 5LITTLE MT | PJM | 320 | 161 | 1315
342766 | 5LITTLE MT T | PJM | 320 | 161 | 1315
342772 | 5MARION IP | PJM | 320 | 161 | 1315
342775 | 5MARION IP T | PJM | 320 | 161 | 1315
342790 | 5PULASK CO J | PJM | 320 | 161 | 1315
342796 | 5RUSSEL CO J | PJM | 320 | 161 | 1315 |  |  |  | 36.9323 | -85.118
342799 | 5S OAKHILL | PJM | 320 | 161 | 1315
342802 | 5SALOMA | PJM | 320 | 161 | 1315
342805 | 5SALOMA T | PJM | 320 | 161 | 1315
342817 | 5TAYLOR CO J | PJM | 320 | 161 | 1315 |  |  |  | 37.3341 | -85.4344
342835 | 7N CLARK | PJM | 320 | 345 | 1315 |  |  |  | 38.6986 | -83.8167
370020 | 6VCS1-NEWP_P | DUKE | 343 | 230 | 1377
370021 | 6VCS2-BR_P | DUKE | 343 | 230 | 1377
370023 | 3SAL-BR 2_P | DUKE | 343 | 115 | 1375
370032 | 6VCS2-PM 1_P | DUKE | 343 | 230 | 1377
370049 | 3QB-JI_P | DUKE | 343 | 115 | 1375
370057 | 3STCK-BRIG_P | DUKE | 343 | 115 | 1375
370058 | 6TOOL-AIKN_P | DUKE | 343 | 230 | 1378
370060 | 6SRS-VOGTL_P | DUKE | 343 | 230 | 1376 |  |  |  | 34.9038 | -79.7583
370061 | 3YEM-MCINT_P | DUKE | 343 | 115 | 1377 |  |  |  | 34.9038 | -79.7583
370062 | 3CAL-ANTH_P | DUKE | 343 | 115 | 1376
370063 | 6TOO-S AUG_P | DUKE | 343 | 230 | 1375 |  |  |  | 34.9038 | -79.7583
370064 | 3GRA-SBFER_P | DUKE | 343 | 115 | 1375 |  |  |  | 34.9038 | -79.7583
370100 | 6TIMLK | DUKE | 343 | 230 | 1375
370104 | 3CMC STL3 | DUKE | 343 | 115 | 1375
370109 | 6PONTIAC | DUKE | 343 | 230 | 1375
370112 | 6TIMLK_T | DUKE | 343 | 230 | 1375
370117 | 3CAR FIN | DUKE | 343 | 115 | 1378
370118 | 3CAR PLT | DUKE | 343 | 115 | 1377
370119 | 3VCSCON | DUKE | 343 | 115 | 1377
370121 | 3ROCKTON_T | DUKE | 343 | 115 | 1377
370122 | 3MAC TRK | DUKE | 343 | 115 | 1378
370123 | 3WOODF_T | DUKE | 343 | 115 | 1375
370126 | 3LIL TIK | DUKE | 343 | 115 | 1378
370127 | 3TRANE | DUKE | 343 | 115 | 1375
370128 | 3TRANE_T | DUKE | 343 | 115 | 1376
370131 | 3SCRA | DUKE | 343 | 115 | 1377
370132 | 3VICT_T1 | DUKE | 343 | 115 | 1375
370133 | 3GREEN_T | DUKE | 343 | 115 | 1375
370134 | 3GREEN | DUKE | 343 | 115 | 1376
370135 | 3SANDHIL | DUKE | 343 | 115 | 1376
370137 | 3CR FR_T | DUKE | 343 | 115 | 1376
370141 | 3DENTS | DUKE | 343 | 115 | 1375
370142 | 3SHAKESPEA_T | DUKE | 343 | 115 | 1378
370144 | 3WOODF | DUKE | 343 | 115 | 1376
370146 | 3RADR_T2 | DUKE | 343 | 115 | 1375
370149 | 3RADR_T1 | DUKE | 343 | 115 | 1376
370151 | 3LEXWEST_T | DUKE | 343 | 115 | 1375
370153 | 3LEXJUN2 | DUKE | 343 | 115 | 1375
370157 | 3CR FR | DUKE | 343 | 115 | 1375
370159 | 3BELMONT | DUKE | 343 | 115 | 1376
370161 | 3KINGWD | DUKE | 343 | 115 | 1375
370164 | 3CIRC DR | DUKE | 343 | 115 | 1375
370165 | 3MIDLBRG | DUKE | 343 | 115 | 1375
370173 | 3CALHOUN ST | DUKE | 343 | 115 | 1375
370174 | 3UPTWN 1 | DUKE | 343 | 115 | 1376
370177 | 3PEND ST | DUKE | 343 | 115 | 1375
370182 | 3R HOS | DUKE | 343 | 115 | 1375
370184 | 3BLYTHEW SS! | DUKE | 343 | 115 | 1375
370185 | 3LKCAR_T | DUKE | 343 | 115 | 1376
370186 | 3LK CARO | DUKE | 343 | 115 | 1375
370189 | 3SHAKESPEARE | DUKE | 343 | 115 | 1377
370193 | 3PARK ST | DUKE | 343 | 115 | 1375
370196 | 3N POINT | DUKE | 343 | 115 | 1375
370208 | 6EMORY | DUKE | 343 | 230 | 1375
370214 | 3S MAIN | DUKE | 343 | 115 | 1375
370215 | 3FIVEPTS | DUKE | 343 | 115 | 1375
370217 | 3CON V_T | DUKE | 343 | 115 | 1376
370218 | 3CON VIS | DUKE | 343 | 115 | 1375
370220 | 3SAXEGOTHA | DUKE | 343 | 115 | 1377
370222 | 3G FERRY | DUKE | 343 | 115 | 1375
370224 | 3JACKSON ST | DUKE | 343 | 115 | 1375
370227 | 3PELION_T | DUKE | 343 | 115 | 1376
370228 | 3PELION1 | DUKE | 343 | 115 | 1375
370229 | 3KILBN_T | DUKE | 343 | 115 | 1376
370231 | 3CNEWS_T | DUKE | 343 | 115 | 1378
370232 | 3CNEWS | DUKE | 343 | 115 | 1377
370234 | 3CMC STL | DUKE | 343 | 115 | 1378
370235 | 3FTJAC | DUKE | 343 | 115 | 1376
370236 | 3KILBORN | DUKE | 343 | 115 | 1375
370238 | 3EASTOVER! | DUKE | 343 | 115 | 1375
370241 | 3KALKAN | DUKE | 343 | 115 | 1377
370242 | 3ECOLA_T | DUKE | 343 | 115 | 1376
370243 | 3ECOLA | DUKE | 343 | 115 | 1375
370244 | 3SQR D_T | DUKE | 343 | 115 | 1377
370247 | 3SQR D | DUKE | 343 | 115 | 1377
370248 | 3LR | DUKE | 343 | 115 | 1376
370249 | 3LR_T | DUKE | 343 | 115 | 1375
370251 | 3EASTM 2 | DUKE | 343 | 115 | 1377
370255 | 3DUNBAR! | DUKE | 343 | 115 | 1376
370256 | 3GASTN | DUKE | 343 | 115 | 1376
370257 | 3GASTN_T | DUKE | 343 | 115 | 1376
370258 | 3GSTN RE | DUKE | 343 | 115 | 1378
370259 | 3EDMND | DUKE | 343 | 115 | 1376
370260 | 3LEXJUN1 | DUKE | 343 | 115 | 1376
370262 | 3LEXIP | DUKE | 343 | 115 | 1377
370263 | 3MICHELN | DUKE | 343 | 115 | 1377
370264 | 3PLTSP | DUKE | 343 | 115 | 1375
370265 | 3ARROW | DUKE | 343 | 115 | 1376
370266 | 3PLTSP_T | DUKE | 343 | 115 | 1376
370267 | 3BROOKWD | DUKE | 343 | 115 | 1376
370268 | 3C AIR_T | DUKE | 343 | 115 | 1378
370269 | 3C AIR | DUKE | 343 | 115 | 1377
370272 | 3WHITE_T | DUKE | 343 | 115 | 1376
370273 | 3WHITE | DUKE | 343 | 115 | 1375
370274 | 3E LEX_T | DUKE | 343 | 115 | 1375
370275 | 3LEXEAST | DUKE | 343 | 115 | 1376
370278 | 3IRMO | DUKE | 343 | 115 | 1375
370279 | 3IRMO_T | DUKE | 343 | 115 | 1376
370282 | 3LEXWEST | DUKE | 343 | 115 | 1375
370285 | 3CSEWR_T | DUKE | 343 | 115 | 1378
370286 | 3CSEWR | DUKE | 343 | 115 | 1377
370287 | 3WHITEROCK | DUKE | 343 | 115 | 1375
370289 | 3GA PAC | DUKE | 343 | 115 | 1377
370292 | 3SALUD_T | DUKE | 343 | 115 | 1375
370293 | 3JUSHI | DUKE | 343 | 115 | 1377
370295 | 3CAEIP | DUKE | 343 | 115 | 1377
370296 | 3QUAILH | DUKE | 343 | 115 | 1375
370297 | 3GILBERT | DUKE | 343 | 115 | 1375
370312 | 3SAL CO | DUKE | 343 | 115 | 1375
370315 | 3JOHNSTN | DUKE | 343 | 115 | 1375
370318 | 3MILKN | DUKE | 343 | 115 | 1377
370322 | 3AIKN HA | DUKE | 343 | 115 | 1376
370325 | 3HOUNDLK | DUKE | 343 | 115 | 1375
370328 | 3BIBB_T | DUKE | 343 | 115 | 1378
370329 | 3BIBB | DUKE | 343 | 115 | 1377
370331 | 3AIKN TR | DUKE | 343 | 115 | 1375
370333 | 3KIMCK_T | DUKE | 343 | 115 | 1378
370334 | 3KIMCLRK | DUKE | 343 | 115 | 1377
370335 | 3CLKHL_T | DUKE | 343 | 115 | 1375
370337 | 3CALH FALLS | DUKE | 343 | 115 | 1376
370338 | 3AIKN2_T | DUKE | 343 | 115 | 1375
370339 | 3SWEETWR | DUKE | 343 | 115 | 1375
370341 | 3N AUG_T | DUKE | 343 | 115 | 1376
370342 | 3LNGLY_T | DUKE | 343 | 115 | 1376
370343 | 3LANGLEY | DUKE | 343 | 115 | 1375
370344 | 3CLEARWT | DUKE | 343 | 115 | 1376
370345 | 3CLWTR_T | DUKE | 343 | 115 | 1375
370346 | 3CLOVER | DUKE | 343 | 115 | 1376
370347 | 3BELVDR | DUKE | 343 | 115 | 1376
370348 | 3N AUG | DUKE | 343 | 115 | 1375
370353 | 3DEVRO_T | DUKE | 343 | 115 | 1375
370354 | 3BOWMN_T | DUKE | 343 | 115 | 1376
370355 | 3BRIDGST | DUKE | 343 | 115 | 1377
370356 | 3DEVRO | DUKE | 343 | 115 | 1376
370357 | 3BOWMAN | DUKE | 343 | 115 | 1375
370362 | 3WILISTN | DUKE | 343 | 115 | 1375
370364 | 3SALEMSS! | DUKE | 343 | 115 | 1376
370365 | 3HOOKS | DUKE | 343 | 115 | 1376
370368 | 3BLU C_T1 | DUKE | 343 | 115 | 1378
370369 | 3G PAC HH_T | DUKE | 343 | 115 | 1375
370371 | 3BLUFTON | DUKE | 343 | 115 | 1376
370375 | 3BELV SS! | DUKE | 343 | 115 | 1375
370387 | 3OBG DPU | DUKE | 343 | 115 | 1376
370391 | 3HOLLYHL | DUKE | 343 | 115 | 1375
370392 | 3G PAC HH | DUKE | 343 | 115 | 1376
370394 | 3MILKN_T | DUKE | 343 | 115 | 1378
370395 | 3SILVER | DUKE | 343 | 115 | 1376
370396 | 3SILVR_T | DUKE | 343 | 115 | 1375
370398 | 3EUTAWV_T | DUKE | 343 | 115 | 1376
370399 | 3EUTAWVL | DUKE | 343 | 115 | 1375
370410 | 3OKATIE! | DUKE | 343 | 115 | 1376
370415 | 3BRIDGST2 | DUKE | 343 | 115 | 1378
370416 | 3WALT SS | DUKE | 343 | 115 | 1375
370417 | 3BELVEDR_T1 | DUKE | 343 | 115 | 1375
370419 | 3SBFER BYP_T | DUKE | 343 | 115 | 1376
370420 | 6PINEHILL | DUKE | 343 | 230 | 1375
370421 | 3MILIKEN_T | DUKE | 343 | 115 | 1378
370422 | 3MILIKEN | DUKE | 343 | 115 | 1377
370424 | 3MAYRIV_T | DUKE | 343 | 115 | 1375
370434 | 3SMOAKS | DUKE | 343 | 115 | 1377
370435 | 3GRANT_T | DUKE | 343 | 115 | 1377
370436 | 3GRANT | DUKE | 343 | 115 | 1377
370444 | 3BLUCIR2 | DUKE | 343 | 115 | 1378
370450 | 3LAUREL BAY | DUKE | 343 | 115 | 1375
370452 | 3WALT IP | DUKE | 343 | 115 | 1377
370453 | 3KRONOTX | DUKE | 343 | 115 | 1377
370455 | 6SRS_RCTR2 | DUKE | 343 | 230 | 1376
370456 | 3ALLENDL | DUKE | 343 | 115 | 1376
370457 | 3BALDOCK | DUKE | 343 | 115 | 1376
370458 | 3ALLEN_T | DUKE | 343 | 115 | 1375
370461 | 3FORHL_T | DUKE | 343 | 115 | 1375
370462 | 3FORESTH | DUKE | 343 | 115 | 1376
370463 | 3CCX FIB | DUKE | 343 | 115 | 1377
370466 | 3ADAMS_T | DUKE | 343 | 115 | 1375
370468 | 3CCX_T | DUKE | 343 | 115 | 1378
370471 | 3GARDENS CNR | DUKE | 343 | 115 | 1375
370472 | 3MAR AB | DUKE | 343 | 115 | 1378
370474 | 3MAB_T | DUKE | 343 | 115 | 1377
370477 | 3PTR CBL | DUKE | 343 | 115 | 1375
370478 | 3FRG CBL | DUKE | 343 | 115 | 1375
370479 | 3STHELEN | DUKE | 343 | 115 | 1376
370487 | 3FROG TR | DUKE | 343 | 115 | 1375
370491 | 3HARDEVL | DUKE | 343 | 115 | 1375
370494 | 3PRITCH_T | DUKE | 343 | 115 | 1376
370497 | 3PRITCH | DUKE | 343 | 115 | 1375
370502 | 6DUPONT1 | DUKE | 343 | 230 | 1377
370503 | 6DUPONT2 | DUKE | 343 | 230 | 1378
370506 | 6NORTHWD | DUKE | 343 | 230 | 1375
370508 | 3CALAWAS LD | DUKE | 343 | 115 | 1376
370511 | 3BAYER | DUKE | 343 | 115 | 1377
370512 | 3N NWS_T | DUKE | 343 | 115 | 1378
370513 | 3N NWS | DUKE | 343 | 115 | 1377
370514 | 3BAYER_T | DUKE | 343 | 115 | 1378
370515 | 3NWS | DUKE | 343 | 115 | 1378
370516 | 3BUSHY_T | DUKE | 343 | 115 | 1375
370519 | 3LNG PLT | DUKE | 343 | 115 | 1377
370522 | 3BEAUCEN_T1 | DUKE | 343 | 115 | 1376
370523 | 3LADIES | DUKE | 343 | 115 | 1376
370526 | 3BCEN_T CBL | DUKE | 343 | 115 | 1375
370527 | 3LADIES CBL | DUKE | 343 | 115 | 1375
370528 | 3BELLWR | DUKE | 343 | 115 | 1375
370529 | 3NEXANS_T | DUKE | 343 | 115 | 1378
370530 | 3MAYRIV | DUKE | 343 | 115 | 1375
370531 | 3NEXANS | DUKE | 343 | 115 | 1377
370534 | 3COOPER R | DUKE | 343 | 115 | 1375
370537 | 3CLEMWIND | DUKE | 343 | 115 | 1377
370538 | 3HANAHAN2 | DUKE | 343 | 115 | 1376
370541 | 3HANAHAN1 | DUKE | 343 | 115 | 1375
370542 | 3PORT PK | DUKE | 343 | 115 | 1376
370544 | 3N RHETT | DUKE | 343 | 115 | 1376
370545 | 3TENMILE | DUKE | 343 | 115 | 1376
370547 | 3PRTPK_T | DUKE | 343 | 115 | 1375
370548 | 3ASHPHOS | DUKE | 343 | 115 | 1375
370551 | 3DEER_T | DUKE | 343 | 115 | 1375
370552 | 3DEER PK | DUKE | 343 | 115 | 1376
370554 | 3BOSCH_T | DUKE | 343 | 115 | 1378
370555 | 3BOSCH | DUKE | 343 | 115 | 1377
370556 | 3SEVENMI | DUKE | 343 | 115 | 1376
370557 | 3SUMVL_T | DUKE | 343 | 115 | 1376
370559 | 3RM A_T | DUKE | 343 | 115 | 1378
370560 | 3JC JCT | DUKE | 343 | 115 | 1375
370561 | 3RM AERO | DUKE | 343 | 115 | 1377
370562 | 3LADSON | DUKE | 343 | 115 | 1376
370563 | 3OLDFORT | DUKE | 343 | 115 | 1376
370568 | 3COOSAW | DUKE | 343 | 115 | 1376
370569 | 3MERCBENZ | DUKE | 343 | 115 | 1378
370571 | 3SUMV PL | DUKE | 343 | 115 | 1375
370572 | 3SUMRVL | DUKE | 343 | 115 | 1376
370575 | 3SUMV IP | DUKE | 343 | 115 | 1377
370576 | 3BOONE_T | DUKE | 343 | 115 | 1376
370577 | 3LINQ | DUKE | 343 | 115 | 1377
370578 | 3WHITEGB | DUKE | 343 | 115 | 1376
370579 | 3BOONEHL | DUKE | 343 | 115 | 1375
370580 | 3GILLSCRK | DUKE | 343 | 115 | 1375
370581 | 3GILLSCRK_T | DUKE | 343 | 115 | 1375
370583 | 3CROS CO_T | DUKE | 343 | 115 | 1375
370584 | 3CROS CO | DUKE | 343 | 115 | 1375
370586 | 3REDBANK | DUKE | 343 | 115 | 1376
370594 | 3BLUFF TIE_T | DUKE | 343 | 115 | 1375
370602 | 6TOOLEBECK! | DUKE | 343 | 230 | 1376
370618 | 3KINDR_T | DUKE | 343 | 115 | 1378
370619 | 3KINDER | DUKE | 343 | 115 | 1378
370621 | 3MEET_T | DUKE | 343 | 115 | 1375
370622 | 3ACCABEE | DUKE | 343 | 115 | 1375
370623 | 3MEET ST | DUKE | 343 | 115 | 1376
370628 | 3GROVEST | DUKE | 343 | 115 | 1376
370629 | 3JACK PRM | DUKE | 343 | 115 | 1376
370632 | 3MARYVIL | DUKE | 343 | 115 | 1376
370634 | 3W SIDE | DUKE | 343 | 115 | 1376
370635 | 3JAMES I | DUKE | 343 | 115 | 1376 |  |  |  | 32.7228 | -79.9673
370636 | 3BAYFRNT | DUKE | 343 | 115 | 1375
370642 | 3CHASAIR | DUKE | 343 | 115 | 1377
370643 | 3VOUGHT | DUKE | 343 | 115 | 1377
370652 | 3STONOPK | DUKE | 343 | 115 | 1376
370653 | 3RANTOWL | DUKE | 343 | 115 | 1376
370654 | 3RANTO_T | DUKE | 343 | 115 | 1375
370655 | 3ST ANDR! | DUKE | 343 | 115 | 1376
370656 | 3CROGAN | DUKE | 343 | 115 | 1375
370661 | 3FT JOHN | DUKE | 343 | 115 | 1376
370662 | 3PRILO_T | DUKE | 343 | 115 | 1376
370663 | 3PRIOLO | DUKE | 343 | 115 | 1375
370664 | 3RIVERL | DUKE | 343 | 115 | 1376
370665 | 3CAROBAY | DUKE | 343 | 115 | 1375
370681 | 3RIFLRNG_T | DUKE | 343 | 115 | 1375
370682 | 3OSCEO_T | DUKE | 343 | 115 | 1376
370683 | 3BAYVIEW | DUKE | 343 | 115 | 1376
370685 | 3OSCEOLA | DUKE | 343 | 115 | 1375
370686 | 3BAY CBL1 | DUKE | 343 | 115 | 1375
370691 | 3BAY CBL2 | DUKE | 343 | 115 | 1376
370747 | 1VREG LS | DUKE | 343 | 7.2 | 1378
370769 | 1ROSEWD_T | DUKE | 343 | 33 | 1376
370771 | 1COLAWW_T | DUKE | 343 | 33 | 1378
370772 | 1COLA WW | DUKE | 343 | 33 | 1378
370773 | 1W COLA | DUKE | 343 | 33 | 1376
370774 | 1RICHT_T | DUKE | 343 | 33 | 1377
370775 | 1RICHT 4 | DUKE | 343 | 33 | 1377
370776 | 1RICHT 2 | DUKE | 343 | 33 | 1377
370777 | 1COL HYD | DUKE | 343 | 33 | 1377
370781 | 1HOWARD | DUKE | 343 | 33 | 1376
370782 | 1HOWARD_T | DUKE | 343 | 33 | 1375
370783 | 1WESTON | DUKE | 343 | 33 | 1375
370784 | 1CAYCE | DUKE | 343 | 33 | 1376
370785 | 1LNSTAR6 | DUKE | 343 | 33 | 1377
370786 | 1LNSTR4T | DUKE | 343 | 33 | 1377
370787 | 1LNSTAR4 | DUKE | 343 | 33 | 1378
370788 | 1LNSTAR3 | DUKE | 343 | 33 | 1378
370789 | 1LNSTAR5 | DUKE | 343 | 33 | 1378
370791 | 1ROSEWD | DUKE | 343 | 33 | 1375
370792 | 1VULCAN_T | DUKE | 343 | 33 | 1378
370793 | 1CONSOL | DUKE | 343 | 33 | 1378
370794 | 1CONSOL_T | DUKE | 343 | 33 | 1377
370795 | 1COLNEWS_T | DUKE | 343 | 33 | 1377
370796 | 1TERMINL | DUKE | 343 | 33 | 1375
370797 | 1OWENS_T | DUKE | 343 | 33 | 1375
370830 | 1NSL HY | DUKE | 343 | 13.2 | 1377
371221 | 2REDHOUSE RD | DUKE | 343 | 46 | 1375
371235 | 3FTJAC 2 | DUKE | 343 | 115 | 1375
371915 | 3SRS 15-1 | DUKE | 343 | 115 | 1376
371972 | 3SRS 72 | DUKE | 343 | 115 | 1375
372414 | 2CAMJCT | DUKE | 343 | 46 | 1377
372415 | 2ELLORE_T | DUKE | 343 | 46 | 1377
372416 | 2ELLOREE | DUKE | 343 | 46 | 1377
372417 | 2FOODL_T | DUKE | 343 | 46 | 1377
372418 | 2FOODL | DUKE | 343 | 46 | 1377
372419 | 2SANTEE46 | DUKE | 343 | 46 | 1377
372422 | 2CAMERON | DUKE | 343 | 46 | 1377
372423 | 2STMATTHEW | DUKE | 343 | 46 | 1377
372427 | 2HARLEYV | DUKE | 343 | 46 | 1377
372428 | 2DORCHES | DUKE | 343 | 46 | 1377
372429 | 2RIDGEVILL | DUKE | 343 | 46 | 1377
372431 | 2SMOAKS | DUKE | 343 | 46 | 1377
372432 | 2BRANCHV | DUKE | 343 | 46 | 1377
372441 | 2DENM JCT | DUKE | 343 | 46 | 1377
372442 | 2NORWAY | DUKE | 343 | 46 | 1377
372443 | 2NEESES | DUKE | 343 | 46 | 1377
372444 | 2NORTH | DUKE | 343 | 46 | 1377
372445 | 2WOODFORD | DUKE | 343 | 46 | 1377
372446 | 2SWANSEA | DUKE | 343 | 46 | 1377
372447 | 2LNGSAL_T | DUKE | 343 | 46 | 1377
372448 | 2LNGSAL | DUKE | 343 | 46 | 1377
372449 | 2WAGNJCT | DUKE | 343 | 46 | 1377
372450 | 2WAGENER | DUKE | 343 | 46 | 1377
372451 | 2SALLY | DUKE | 343 | 46 | 1377
372452 | 2WESTV_T | DUKE | 343 | 46 | 1377
372454 | 2SPRINGFLD | DUKE | 343 | 46 | 1377
372456 | 2SPRINGHS | DUKE | 343 | 46 | 1377
372457 | 2EXCELL_T | DUKE | 343 | 46 | 1377
372458 | 2EXCELL | DUKE | 343 | 46 | 1377
372459 | 2BLKVDIST | DUKE | 343 | 46 | 1377
372462 | 2BAMBERG | DUKE | 343 | 46 | 1377
372463 | 2DENMDIST | DUKE | 343 | 46 | 1377
372464 | 2DENMIND | DUKE | 343 | 46 | 1377
372465 | 2NIBCO_T | DUKE | 343 | 46 | 1377
372466 | 2NIBCO | DUKE | 343 | 46 | 1377
372467 | 2OLAR | DUKE | 343 | 46 | 1377
372481 | 2DNARCO1 | DUKE | 343 | 46 | 1377
372482 | 2DNARCO2 | DUKE | 343 | 46 | 1377
372484 | 2BARNHEIGHT | DUKE | 343 | 46 | 1377
372485 | 2BARNW_T | DUKE | 343 | 46 | 1377
372486 | 2SARALEE2 | DUKE | 343 | 46 | 1377
372487 | 2SARALEE1 | DUKE | 343 | 46 | 1377
372488 | 2BARNIND | DUKE | 343 | 46 | 1377
372489 | 2BARNWJCT | DUKE | 343 | 46 | 1377
372490 | 2BARNEAST | DUKE | 343 | 46 | 1377
372491 | 2ORCHIDS P | DUKE | 343 | 46 | 1377
372493 | 2BARNCIT | DUKE | 343 | 46 | 1377
372511 | 2ULMER | DUKE | 343 | 46 | 1377
372512 | 2MOHAWK1 | DUKE | 343 | 46 | 1377
372515 | 2SCHOFIELD | DUKE | 343 | 46 | 1377
372516 | 2HERRIN_T | DUKE | 343 | 46 | 1377
372517 | 2QUEEN | DUKE | 343 | 46 | 1377
372518 | 2HERRIN | DUKE | 343 | 46 | 1377
372519 | 2ESTILL_T | DUKE | 343 | 46 | 1377
372520 | 2ESTILLSOU | DUKE | 343 | 46 | 1377
372521 | 2ESTILL | DUKE | 343 | 46 | 1377
372523 | 2BRUNSON | DUKE | 343 | 46 | 1377
372527 | 2NEVAMAR_T | DUKE | 343 | 46 | 1377
372528 | 2NEVAMAR | DUKE | 343 | 46 | 1377
372529 | 2HAMPTJCT | DUKE | 343 | 46 | 1377
372530 | 2HAMPTCTY | DUKE | 343 | 46 | 1377
372531 | 2VARNVILL | DUKE | 343 | 46 | 1377
372713 | 1RIDGESPR_T | DUKE | 343 | 33 | 1375
372714 | 1RIDGESPR | DUKE | 343 | 33 | 1375
372715 | 1JOHNSTON | DUKE | 343 | 33 | 1375
372716 | 1RIEGEL_T | DUKE | 343 | 33 | 1377
372717 | 1RIEGEL | DUKE | 343 | 33 | 1377
372719 | 1CARLIS TIRE | DUKE | 343 | 33 | 1378
372915 | 3SRS 15-2! | DUKE | 343 | 115 | 1376
1000004 | STR_PT_XF_4 | ISONE | 101 | 1 | 100
1000010 | STR_PT_XF_10 | ISONE | 101 | 1 | 110
1000018 | STR_PT_XF_18 | ISONE | 101 | 1 | 116
1000019 | STR_PT_XF_19 | ISONE | 101 | 1 | 116
1000021 | STR_PT_XF_21 | NYISO | 10 | 1 | 159
1000022 | STR_PT_XF_22 | NYISO | 10 | 1 | 159
1000023 | STR_PT_XF_23 | NYISO | 10 | 1 | 159
1000024 | STR_PT_XF_24 | NYISO | 10 | 1 | 159
1000025 | STR_PT_XF_25 | NYISO | 9 | 1 | 169
1000035 | STR_PT_XF_35 | NYISO | 10 | 1 | 159
1000037 | STR_PT_XF_37 | NYISO | 9 | 1 | 169
1000038 | STR_PT_XF_38 | NYISO | 9 | 1 | 169
1000043 | STR_PT_XF_43 | NYISO | 10 | 1 | 159
1000044 | STR_PT_XF_44 | NYISO | 10 | 1 | 159
1000045 | STR_PT_XF_45 | NYISO | 10 | 1 | 159
1000046 | STR_PT_XF_46 | NYISO | 10 | 1 | 159
1000054 | STR_PT_XF_54 | NYISO | 10 | 1 | 159
1000055 | STR_PT_XF_55 | NYISO | 10 | 1 | 159
1000065 | STR_PT_XF_65 | NYISO | 11 | 1 | 156
1000085 | STR_PT_XF_85 | NYISO | 3 | 1 | 146
1000090 | STR_PT_XF_90 | NYISO | 4 | 1 | 175
1000099 | STR_PT_XF_99 | NYISO | 2 | 1 | 153
1000101 | STR_PT_XF_101 | NYISO | 2 | 1 | 153
1000672 | STR_PT_XF_672 | PJM | 226 | 1 | 206
1000675 | STR_PT_XF_675 | PJM | 226 | 1 | 207
1000679 | STR_PT_XF_679 | PJM | 226 | 1 | 206
1000680 | STR_PT_XF_680 | PJM | 226 | 1 | 206
1000681 | STR_PT_XF_681 | PJM | 226 | 1 | 206
1000683 | STR_PT_XF_683 | PJM | 227 | 1 | 215
1000684 | STR_PT_XF_684 | PJM | 227 | 1 | 219
1000685 | STR_PT_XF_685 | PJM | 227 | 1 | 219
1000687 | STR_PT_XF_687 | PJM | 228 | 1 | 223
1000691 | STR_PT_XF_691 | PJM | 228 | 1 | 224
1000693 | STR_PT_XF_693 | PJM | 228 | 1 | 226
1000694 | STR_PT_XF_694 | PJM | 228 | 1 | 223
1000758 | STR_PT_XF_758 | PJM | 231 | 1 | 252
1000763 | STR_PT_XF_763 | PJM | 238 | 1 | 272
1000764 | STR_PT_XF_764 | PJM | 238 | 1 | 272
1000765 | STR_PT_XF_765 | PJM | 238 | 1 | 272
1000766 | STR_PT_XF_766 | PJM | 238 | 1 | 272
1000770 | STR_PT_XF_770 | PJM | 202 | 1 | 1233
1000771 | STR_PT_XF_771 | PJM | 202 | 1 | 1243
1000772 | STR_PT_XF_772 | PJM | 202 | 1 | 1239
1000773 | STR_PT_XF_773 | PJM | 202 | 1 | 1239
1000774 | STR_PT_XF_774 | PJM | 202 | 1 | 1239
1000782 | STR_PT_XF_782 | PJM | 202 | 1 | 1245
1000785 | STR_PT_XF_785 | PJM | 202 | 1 | 1239
1000799 | STR_PT_XF_799 | PJM | 206 | 1 | 1206
1000801 | STR_PT_XF_801 | PJM | 206 | 1 | 1206
1000802 | STR_PT_XF_802 | PJM | 206 | 1 | 1206
1000803 | STR_PT_XF_803 | PJM | 206 | 1 | 1206
1000815 | STR_PT_XF_815 | PJM | 212 | 1 | 1224
1000816 | STR_PT_XF_816 | PJM | 212 | 1 | 1224
1000817 | STR_PT_XF_817 | PJM | 212 | 1 | 1224
1000843 | STR_PT_XF_843 | PJM | 212 | 1 | 1224
1000850 | STR_PT_XF_850 | PJM | 212 | 1 | 1226
1000859 | STR_PT_XF_859 | PJM | 212 | 1 | 1224
1000865 | STR_PT_XF_865 | PJM | 209 | 1 | 1
1000866 | STR_PT_XF_866 | PJM | 209 | 1 | 1
1000867 | STR_PT_XF_867 | PJM | 209 | 1 | 1
1000868 | STR_PT_XF_868 | PJM | 209 | 1 | 1
1001109 | STR_PT_XF_1109 | PJM | 205 | 1 | 1200
1001120 | STR_PT_XF_1120 | PJM | 222 | 1 | 1274
1001134 | STR_PT_XF_1134 | PJM | 222 | 1 | 1270
1001135 | STR_PT_XF_1135 | PJM | 222 | 1 | 1270
1001136 | STR_PT_XF_1136 | PJM | 222 | 1 | 1270
1001137 | STR_PT_XF_1137 | PJM | 222 | 1 | 1280
1001138 | STR_PT_XF_1138 | PJM | 222 | 1 | 1280
1001139 | STR_PT_XF_1139 | PJM | 222 | 1 | 1280
1001140 | STR_PT_XF_1140 | PJM | 222 | 1 | 1280
1001143 | STR_PT_XF_1143 | PJM | 222 | 1 | 1280
1001144 | STR_PT_XF_1144 | PJM | 222 | 1 | 1280
1001145 | STR_PT_XF_1145 | PJM | 222 | 1 | 1280
1001146 | STR_PT_XF_1146 | PJM | 222 | 1 | 1280
1001147 | STR_PT_XF_1147 | PJM | 222 | 1 | 1280
1001148 | STR_PT_XF_1148 | PJM | 222 | 1 | 1280
1001153 | STR_PT_XF_1153 | PJM | 222 | 1 | 1280
1001154 | STR_PT_XF_1154 | PJM | 222 | 1 | 1280
1001155 | STR_PT_XF_1155 | PJM | 222 | 1 | 1280
1001156 | STR_PT_XF_1156 | PJM | 222 | 1 | 1280
1001157 | STR_PT_XF_1157 | PJM | 222 | 1 | 1280
1001158 | STR_PT_XF_1158 | PJM | 222 | 1 | 1280
1001159 | STR_PT_XF_1159 | PJM | 222 | 1 | 1280
1001160 | STR_PT_XF_1160 | PJM | 222 | 1 | 1280
1001161 | STR_PT_XF_1161 | PJM | 222 | 1 | 1280
1001162 | STR_PT_XF_1162 | PJM | 222 | 1 | 1280
1001163 | STR_PT_XF_1163 | PJM | 222 | 1 | 1280
1001164 | STR_PT_XF_1164 | PJM | 222 | 1 | 1280
1001165 | STR_PT_XF_1165 | PJM | 222 | 1 | 1280
1001193 | STR_PT_XF_1193 | DUKE | 340 | 1 | 315
1001194 | STR_PT_XF_1194 | DUKE | 340 | 1 | 315
1001195 | STR_PT_XF_1195 | DUKE | 340 | 1 | 315
1001196 | STR_PT_XF_1196 | DUKE | 340 | 1 | 315
1001197 | STR_PT_XF_1197 | DUKE | 340 | 1 | 315
1001198 | STR_PT_XF_1198 | DUKE | 340 | 1 | 315
1001199 | STR_PT_XF_1199 | PJM | 345 | 1 | 361
1001207 | STR_PT_XF_1207 | PJM | 345 | 1 | 362
1001210 | STR_PT_XF_1210 | PJM | 345 | 1 | 362